## Contents
SUPPLY INPUTS
_ | TYNDP 2024 Scenarios | Update | Details
1 | Trajectories Methodology
| 1.1. Solar Trajectories | YES | Trajectories updated - specific stakeholder comments are applied after cross checking with TSOs - NECP updates on the trajectories are captured (where relevant), - cross check with the TSOs for increased differentiation among LOW/HIGH trajectories and increase HIGH trajectories further to be closer to the SolarPower Europe Medium Trajectories.
| 1.2. Wind Onshore Trajectories | YES | Trajectories updated - specific stakeholder comments are applied after cross checking with TSOs - NECP updates on the trajectories are captured (where relevant), - cross check with the TSOs for increased differentiation among LOW/HIGH trajectories.
| 1.3. Wind Offshore Trajectories | YES | Trajectories updated - LOW/BEST is aligned with non-binding MSs agreements. - specific stakeholder comments are applied after cross checking with TSOs.
| 1.4. Nuclear Ex-ante capacities | YES | Trajectories updated - specific stakeholder comments are applied after cross checking with TSOs including CH to align with Swiss National Scenario Framework for the grid planning
| 1.5. Prosumer Battery Trajectories | YES | Tajectories updated - Rooftop/Utility share confirmed with TSOs. If TSO trajectory provided, used as trajectory. If not, Low= BE and High scalated proportional to PV trajectory. If no data provided, values calculated with european mean and High scalated proportional to PV. Duration 2.5 hours.
| 1.6. Utility Battery Trajectories | YES | Tajectories updated - Rooftop/Utility share confirmed with TSOs. If TSO trajectory provided, used as trajectory. If not, Low= BE and High scalated proportional to PV trajectory. If no data provided, values calculated with european mean and High scalated proportional to PV. Duration 4 hours.
2 | Costs References & Methodology
| 2.1. Technology Costs | YES | The error on the GA 2050 cost is fixed, battery costs are updated based on the stakeholder feedback, H2 CCGT cost is removed as it will not be used in the modelling. To capture the trend of baseline cost better, 1% of cost differentiation introduced in 2030. If the differentiation between i) 2030 to 2040 is less than 15% and ii) 2030 to 2050 is less than 20%, the differentiotion is adjusted accordingly i) -1+(2030/2040)-0.005 and ii) -1+(2030/2050)-0.01
| 2.2. Offshore Costs detailed calculation | NO
3 | Commodity and CO2 prices
| 3.1 Price matrix | YES | Gas price for DE/GA updated with the new blend
| 3.2. Gas blends calculation | YES | Shares updated for GE and DA
| 3.3. Import Costs of Amonia and Hydrogen | NO
| 3.4. Commodity and CO2 price resource details | NO
| 3.5. Biomethane Cost Overview | NO
| 3.6. Biogas + upgrade | NO
| 3.7. Thermal gasification | NO
4 | Extra EU Import Potentials
| 4.1. Import Potentials for Hydrogen | NO
| 4.2. Import Potentials for Methane | NO
| 4.3. Import prices for hydrogen | NO

## _TYNDP2024 Scenarios
TYNDP 2024 scenario cycle will include six scenarios. Depending on how there are developed, these scenarios are labelled either National Trends+ (‘NT+') scenarios or Deviation Scenarios (Distributed Energy ‘DE’ and Global Ambition ‘GA’).
NT+ Scenarios | The Deviation Scenarios (DE & GA)
- The NT+ scenario developed based on the TSOs data in accordance with the anticipated NECPs (as TSOs best estimate), whose draft versions are to be published in summer 2023. - These scenarios will be created for the 2030 and 2040 time horizons, because datasets for the 2050 time horizons are not available in all countries. | - These scenarios are deviations from the NT+ 2030 scenario according to their respective storylines. Therefore, they require a Storyline Update Process. - These scenarios will be created for the 2040 and 2050 time horizons (2030 NT+ is the starting point). In addition, the 2035-time horizon will be reported as a snapshot.

## 1.
1. Trajectories Methodology
*For offshore trajectories, LOW and Best Estimate figures will be same according to the non-binding agreements of MS, and the HIGH figures is taken from the submitted TSOs HIGH figures (if this is higher than MS agreements
** Ireland (IE00) and Northern Ireland (UK01) solar, wind and battery figures will be updated as there are some errors discovered in the data
[1] PAC_C2.7_Energy_supply_-_Mobilising_solar_energy.pdf (pac-scenarios.eu)
[2] 100% Renewable Europe study - SolarPower Europe
[3] resource.html (europa.eu)
[4] Joint Research Centre Data Catalogue - ENSPRESO - an open data, EU-28 wide, transparent a... - European Commission (europa.eu)
[5] Our energy, our future ¦ WindEurope
[6] Study on the offshore grid potential in the Mediterranean region - Publications Office of the EU (europa.eu)
Trajectories defines the minimum and maximum levels of capacity expansion for the RES Technologies.
The LOW* and HIGH trajectories will be used as lower (minimum levels of capacity expansion) and upper (maximum levels of capacity expansion) bounds for expansion of supply technologies (RES) in 2030, 2040 and 2050, in the two deviation scenarios, i.e., Distributed Energy and Global Ambition;
---> The differentiation among the two deviation scenarios will happen within the boundaries set by the LOW and HIGH trajectories; according to their storylines (e.g. according to cost differentiation).
---> The BEST ESTIMATE data will be directly used for National Trends (+)
Solar, Wind and Nuclear trajectories** are developed as following:
1) WG Scenario Building creates the default trajectories based on the literature:
RES Upper Range:
The upper range has been built independently for each country by taking the maximum across a set of published study. The resulting EU aggregated level is therefore higher than in any particular study.
2030:
The same approach is used for PV, onshore and offshore wind. The upper range is the maximum between the EC Mix-CP scenario (July 2021), EC Fit-for-55 scenario (sent by EC on 26 August 2022 on confidential basis for the purpose of TYNDP 2024 scenario building process) and TSOs (TYNDP 2022 National Trends).
2040:
The same approach is used for PV, onshore and offshore wind. The upper range is either a country (TSO or Member States) data if available for 2040 or 2037 (in such case the 2030-2037 trend is prolonged) or the average of the 2030 and 2050 data.
2050:
For 2050, the upper range is the maximum between a third-party study and the national data if available. Third party study for:
- Solar, PAC Scenario [1] using the relative country breakdown of the SolarPower Europe/LUT Moderate scenario [2]
- Onshore wind, EC CPRICE [3] scenario using the relative country breakdown of the JRC Low potential from the ENSPRESO database [4]
- Offshore wind, Wind Europe 450 GW scenario [5] for most of the countries, the Guidehouse study on the offshore grid potential in the Mediterranean region [6] for Greece, Spain, Croatia, Italy and Slovenia. For Romania and Bulgaria, the upper offshore wind range is based on the EU27 300 GW target and the country share in the JRC medium potential.
RES lower range
For sake of simplicity a percentage discount has been applied to the upper range for each time horizon. The percentage increases over the time to give more flexibility to the model to build differentiated scenarios:
- 2030: -15%
- 2040: -30%
- 2050: -45%
Nuclear range
As in 2022 edition, nuclear capacity will be defined ex-ante based on storyline and national policies as nuclear is not an investment option within the model. The default values to be adjusted by TSOs are based on the TYNDP 2022 DE and GA scenarios.
2) Electricity TSOs reviewed their country specific trajectories and updated them (if necessary) based on their national expertise / knowledge.
3) Reviewing the trajectories after the public consultation feedbacks.
The Batteries trajectories are developed as following and reviewed after consultation feedbacks:
• LOW is equal to BE (Best Estimate) as collected by the TSOs.
• HIGH is linked with Solar PV - HIGH trajectories:
---> Non-Market batteries are linked with Solar PV Rooftop. Market batteries are linked with Solar PV Farms.
---> Ratio (European mean) computed from PEMMDBs: Non-market/rooftop: the share is calculated as European Mean, Market/utility PV: the shares are calculated for each region (Central, Nordic-Baltic, North, South)

## 1.1.
1.1. Solar PV Trajectories
MW | LOW |  |  | Best Estimate |  | HIGH |  |  | (Share RT)/ (Solar PV RT+Utility)
Country | 2030 | 2040 | 2050 | 2030 | 2040 | 2030 | 2040 | 2050 | 2030 | 2040 | 2050
AL00 | 600 | 1200 | 1200 | 600 | 1200 | 600 | 1200 | 1200 | 0% | 0% | 0%
AT00 | 12000 | 12000 | 12000 | 12000.257 | 30000.257 | 30000 | 52000 | 102000 | 55.13% | 51.65% | 52.52%
BA00 | 454.8 | 1309.8 | 1809.8 | 454.8 | 1309.8 | 454.8 | 1309.8 | 1809.8 | 0% | 0% | 0%
BE00 | 11000 | 20000 | 29000 | 13610 | 26285.2735 | 15000 | 35000 | 55000 | 100% | 100% | 100%
BG00 | 2500 | 3000 | 4000 | 3458.237 | 4007.237 | 6915 | 8015 | 9110 | 17.96% | 26.48% | 33.63%
CH00 | 7650 | 10100 | 13312 | 9770.2686 | 24071.131 | 12210 | 30090 | 44567 | 100% | 100% | 100%
CY00 | 804 | 1540 | 1210 | 852 | 1892 | 1070 | 2200 | 2200 | 48.12% | 27.06% | 30.37%
CZ00 | 10820 | 11573 | 12521 | 11405.7 | 13238.2 | 15218 | 18155 | 20155 | 33% | 33% | 12.86%
DE00 | 215000 | 365875 | 400000 | 215002 | 365875.4 | 215000 | 400000 | 507250 | 54.88% | 52.96% | 52.58%
DEKF | 0 | 0 | 0 | 0 | 0 | 0 | 0 | 0 | 0% | 0% | 0%
DKE1 | 1995 | 2943 | 2943 | 4884.94 | 7876.0229 | 14461.843 | 14461.843 | 14461.843 | 7.518% | 9.498% | 12.9%
DKKF | 0 | 0 | 0 | 0 | 0 | 0 | 0 | 0 | 0% | 0% | 0%
DKW1 | 2929 | 4351 | 4351 | 12859.47 | 19096.1071 | 47809.5592 | 47809.5592 | 47809.5592 | 7.518% | 9.498% | 12.9%
EE00 | 1000 | 1200 | 1460 | 1160 | 1360 | 1500 | 3300 | 4000 | 0% | 0% | 0%
ES00 | 42937.5 | 72187.5 | 101437.5 | 64848.127 | 121848.127 | 96050 | 161848 | 179848 | 21.59% | 21.34% | 28.24% | *The aggregation covers all PEMMDB countries (EU27 + AL, BA, CH, ME, MK, NO, RS, UK)
FI00 | 3000 | 7000 | 9000 | 10695.1872 | 21390.3743 | 20000 | 45000 | 80000 | 34.45% | 48.04% | 50.95%
FR00 | 23000 | 47000 | 80000 | 42282.19 | 66669.8 | 58000 | 143000 | 250000 | 0% | 0% | 0%
GR00 | 8000 | 12000 | 15000 | 13363.001 | 25000.001 | 15000 | 27000 | 44000 | 0% | 0% | 0%
GR03 | 350 | 400 | 500 | 500 | 800 | 2500 | 2500 | 2500 | 0% | 0% | 0%
HR00 | 720.18 | 1444 | 1761 | 720.18 | 1500.08 | 1663 | 2000 | 3188 | 0% | 0% | 0%
HU00 | 9592.5265 | 13964.0832 | 17160.6538 | 9917.691 | 14728.2476 | 14328.7178 | 18754.0485 | 23396.0751 | 31.33% | 31.27% | 33.19%
IE00 | 7987 | 7987 | 7987 | 7987 | 13162 | 7987 | 13162 | 21298 | 31.14% | 31% | 31%
ITCA | 1444 | 1605 | 6532 | 1604.5971 | 6531.5971 | 1997.5119 | 7185 | 10099.6 | 30.44% | 30.44% | 30.44%
ITCN | 4249 | 4721 | 7209 | 4720.9626 | 7208.9626 | 8324.0563 | 13239.1333 | 17500.1443 | 40% | 40% | 40%
ITCS | 13385 | 14873 | 24394 | 14872.503 | 24393.503 | 16359.7534 | 26833 | 43108.8 | 40% | 40% | 40%
ITN1 | 19814 | 22016 | 32496 | 22015.8944 | 32495.8944 | 39932.3322 | 63511.0397 | 83952.0482 | 60% | 60% | 60%
ITS1 | 14482 | 16091 | 19323 | 16091.4175 | 19323.4175 | 17700.5593 | 21256 | 43779.8918 | 30.44% | 30.44% | 30.44%
ITSA | 5528 | 6142 | 10206 | 6157.4708 | 10221.4708 | 6756.0934 | 11226 | 22545 | 40% | 40% | 40%
ITSI | 8187 | 9097 | 13013 | 9137.6983 | 13053.6983 | 10006.6866 | 15915.3006 | 28746 | 35% | 35% | 35%
LT00 | 5000 | 5320 | 5900 | 5000.3 | 5600.3 | 5000.3 | 5600.3 | 5900.3 | 0% | 0% | 0%
LUB1 | 0 | 0 | 0 | 0 | 0 | 0 | 0 | 0 | 0% | 0% | 0%
LUF1 | 0 | 0 | 0 | 0 | 0 | 0 | 0 | 0 | 0% | 0% | 0%
LUG1 | 540.6 | 790.6 | 1032.4 | 608.5 | 857.4 | 983.5 | 1800.4 | 2175.4 | 69.86% | 69.98% | 72.65%
LUV1 | 0 | 0 | 0 | 0 | 0 | 0 | 0 | 0 | 0% | 0% | 0%
LV00 | 146.03 | 386.03 | 386.03 | 146.03 | 386.03 | 500 | 1101.2597 | 2078.5193 | 6.848% | 12.95% | 12.95%
ME00 | 31.5 | 31.5 | 31.5 | 31.5 | 31.5 | 1885 | 1885 | 1885 | 0% | 0% | 0%
MK00 | 275 | 806 | 806 | 630 | 1400 | 2326 | 3951 | 3951 | 31.75% | 28.57% | 28.57%
MT00 | 266 | 173 | 173 | 281.5793 | 173.2213 | 282 | 328 | 328 | 83.66% | 75.74% | 100%
NL00 | 41964.4316 | 68245.3498 | 99983.2696 | 59317.0875 | 102414.2 | 76104.4816 | 126139.4173 | 183097.777 | 66.96% | 67.73% | 68.04%
NOM1 | 780 | 1000 | 1300 | 1000 | 2500 | 780 | 2500 | 3750 | 100% | 100% | 100%
NON1 | 0 | 0 | 0 | 0 | 0 | 0 | 0 | 0 | 0% | 0% | 0%
NOS0 | 3000 | 7500 | 10640 | 3000 | 7500 | 4370 | 18100 | 20300 | 100% | 100% | 100%
PL00 | 13885 | 15897 | 20000 | 21663.41 | 26000.29 | 33000 | 65000 | 96000 | 0% | 0% | 0%
PT00 | 11675.448 | 13393.565 | 13393.565 | 11675.448 | 13705.8239 | 15000 | 29000 | 29000 | 4.273% | 6.461% | 6.461%
RO00 | 5054 | 8300 | 10300 | 8300 | 12800 | 9700 | 18000 | 34500 | 12.41% | 15.86% | 17.24%
RS00 | 605.85 | 605.85 | 605.85 | 794.85 | 794.85 | 794.85 | 794.85 | 794.85 | 31.94% | 31.94% | 31.94%
SE01 | 0 | 0 | 0 | 0 | 0 | 1000 | 2000 | 3000 | 0% | 0% | 0%
SE02 | 103 | 254 | 254 | 333.8862 | 667.7724 | 2000 | 4000 | 6000 | 100% | 100% | 100%
SE03 | 1523 | 3160 | 3160 | 4851.6922 | 9703.3845 | 9800 | 23250 | 28650 | 100% | 100% | 100%
SE04 | 650 | 1350 | 1350 | 2116.1889 | 4232.3779 | 4200 | 9600 | 11850 | 100% | 100% | 100%
SI00 | 1845 | 2845 | 3845 | 2750 | 5250 | 3455 | 7955 | 11555 | 100% | 100% | 100%
SK00 | 1500 | 2000 | 2500 | 1500 | 2880 | 1500 | 3250 | 5000 | 0% | 0% | 0%
UK00 | 24346.677 | 25890 | 25890 | 34425.4224 | 59287.445 | 72207.247 | 72207.247 | 79287.34 | 41.92% | 47.28% | 51.25%
UKNI | 617 | 617 | 617 | 617 | 2047 | 617 | 2047 | 3259 | 28.69% | 40.16% | 47.07%
TOTAL | 543237.5432 | 830184.2779 | 1031993.5683 | 670014.4871 | 1132770.1973 | 922350.2917 | 1584480.1984 | 2195886.948 | 33.27% | 33.6% | 34.5%
EU-TOTAL | 504876.7162 | 781124.1279 | 975781.4183 | 618690.6462 | 1032628.4713 | 826105.3947 | 1450395.3014 | 2035082.958

## 1.2.
1.2. Wind Onshore Trajectories
MW | LOW |  |  | BEST ESTIMATE (BE) |  | HIGH
Country | 2030 | 2040 | 2050 | 2030 | 2040 | 2030 | 2040 | 2050
AL00 | 280 | 600 | 600 | 280 | 600 | 280 | 600 | 600
AT00 | 7500.0008 | 7500 | 7500 | 9000.001 | 16000.001 | 11096 | 32939 | 41144.9016
BA00 | 786.6 | 1516.6 | 2016.6 | 786.6 | 1516.6 | 786.6 | 1516.6 | 2016.6
BE00 | 4900 | 6500 | 7986 | 5248 | 7504.9531 | 5300 | 9450 | 10000
BG00 | 800 | 1200 | 2550 | 948 | 1811 | 1896 | 3622 | 9000
CH00 | 180 | 180 | 1498 | 310 | 1150 | 310 | 1150 | 2223
CY00 | 157.5 | 157.5 | 147.5 | 197.5 | 197.5 | 200 | 300 | 400
CZ00 | 741 | 1141.47 | 3156 | 958.3 | 2500 | 1665 | 3411 | 4486
DE00 | 115000 | 158875 | 161125 | 115000.7 | 158878.29 | 115000 | 168500 | 191500
DEKF | 0 | 0 | 0 | 0 | 0 | 0 | 0 | 0
DKE1 | 500 | 500 | 500 | 1155.3842 | 1020.9452 | 1995.4137 | 1995.4137 | 1995.4137
DKKF | 0 | 0 | 0 | 0 | 0 | 0 | 0 | 0
DKW1 | 3500 | 3500 | 3500 | 6150.2278 | 4925.4898 | 10504.5863 | 10504.5863 | 10504.5863
EE00 | 634 | 696 | 861 | 861 | 861 | 1200 | 2500 | 3700
ES00 | 45400 | 65400 | 75400 | 48317.494 | 72616.949 | 57200 | 92900 | 104418
FI00 | 13000 | 13000 | 13000 | 25992.4712 | 54790.0538 | 26000 | 66000 | 106000
FR00 | 28000 | 30500 | 40000 | 31299.9997 | 44420.7297 | 39000 | 61000 | 80000
GR00 | 6588.8111 | 7000 | 10000 | 6300 | 9900 | 10000 | 15000 | 25000 | *The aggregation covers all PEMMDB countries (EU27 + AL, BA, CH, ME, MK, NO, RS, UK)
GR03 | 500 | 800 | 1000 | 800 | 1100 | 2500 | 2500 | 2500
HR00 | 1500 | 2000 | 2000 | 1441.95 | 1999.95 | 1800 | 2500 | 3000
HU00 | 334.29 | 0 | 0 | 334.29 | 334.29 | 1080 | 2000 | 3000
IE00 | 7000 | 7000 | 7000 | 8952.8 | 9686 | 8975 | 9708 | 11308
ITCA | 1623 | 1803 | 1803 | 1802.8198 | 1802.8198 | 1893 | 1983 | 3156
ITCN | 382 | 424 | 659 | 424 | 659 | 445 | 725 | 1153
ITCS | 2801 | 3112 | 5498 | 3112 | 5498 | 3268 | 6048 | 9623
ITN1 | 254 | 282 | 1022 | 282 | 1022 | 296 | 1124 | 1789
ITS1 | 7180 | 7978 | 7978 | 7978 | 7978 | 8377 | 8776 | 13964
ITSA | 1674 | 1860 | 1860 | 1860 | 1860 | 1953 | 2046 | 3256
ITSI | 2657 | 2952 | 4246 | 2952 | 4246 | 3100 | 4671 | 7432
LT00 | 5000 | 5430 | 5650 | 5000.02 | 5430.02 | 5000 | 5430 | 5650
LUB1 | 0 | 0 | 0 | 0 | 0 | 0 | 0 | 0
LUF1 | 0 | 0 | 0 | 0 | 0 | 0 | 0 | 0
LUG1 | 0 | 0 | 0 | 400 | 500 | 400 | 500 | 600
LUV1 | 0 | 0 | 0 | 0 | 0 | 0 | 0 | 0
LV00 | 237 | 352 | 352 | 237 | 352 | 450 | 550 | 650
ME00 | 0 | 0 | 0 | 254.2 | 254.2 | 254.2 | 254.2 | 254.2
MK00 | 180 | 440 | 440 | 410 | 750 | 1100 | 1500 | 1500
MT00 | 0 | 0 | 0 | 0 | 0 | 0 | 0 | 0
NL00 | 7500 | 8700 | 10000 | 9100.0496 | 11425.0496 | 10300 | 15100 | 20000
NOM1 | 2401.4 | 2424.575 | 2424.575 | 2424.575 | 2424.575 | 2424.575 | 2424.575 | 2424.575
NON1 | 1108.09 | 1858.09 | 1858.09 | 1108.09 | 1858.09 | 1108.09 | 1858.09 | 1858.09
NOS0 | 1797.9 | 2060.7 | 2260.7 | 2240.56 | 2640.56 | 2260.7 | 2640.56 | 2640.56
PL00 | 10806 | 10806 | 10806 | 13767.84 | 13767.84 | 19000 | 40000 | 62000
PT00 | 8699.5 | 10463 | 10463 | 8699.5 | 10852.5 | 10000 | 13000 | 13000
RO00 | 5255 | 6000 | 6000 | 6000 | 8108.003 | 6500 | 8500 | 9000
RS00 | 4282.25 | 4282.25 | 4282.25 | 4812.15 | 4812.15 | 4812.15 | 4812.15 | 4812.15
SE01 | 2930 | 3670 | 3670 | 3580.543 | 6500 | 4200 | 6700 | 10600
SE02 | 7000 | 7500 | 8200 | 8280.4477 | 10000 | 9900 | 15800 | 20800
SE03 | 3868.2233 | 4320 | 4320 | 3868.2233 | 3900 | 4900 | 8500 | 11500
SE04 | 2000 | 2370 | 2370 | 2222.9385 | 2222.9385 | 2600 | 3900 | 6200
SI00 | 60 | 120 | 64 | 122.4435 | 305.5045 | 151 | 339 | 418
SK00 | 715 | 855 | 1000 | 715 | 1225 | 715 | 1355 | 2000
UK00 | 22270.5897 | 22270.5897 | 22270.5897 | 29733.1752 | 42040.0829 | 39037.5684 | 42040.08 | 50104.57
UKNI | 2466 | 2550 | 2550 | 2466 | 3413 | 2466 | 3413 | 3813
TOTAL | 342450.1549 | 422949.7747 | 461887.3047 | 388188.2933 | 547661.0849 | 443699.8834 | 692086.255 | 882994.6466
EU-TOTAL | 306697.3252 | 384766.97 | 421686.5 | 343362.9431 | 486201.827 | 388860 | 629877 | 810747.9016

## 1.3.
1.3. Wind Offshore Trajectories
MW | LOW |  |  |  |  | BEST ESTIMATE |  |  |  |  | HIGH
Country | 2030 | 2035 | 2040 | 2045 | 2050 | 2030 | 2035 | 2040 | 2045 | 2050 | 2030 | 2040 | 2050
AL00 | 0 | 0 | 0 | 0 | 0 | 0 | 0 | 0 | 0 | 0 | 0 | 0 | 0
AT00 | 0 | 0 | 0 | 0 | 0 | 0 | 0 | 0 | 0 | 0 | 0 | 0 | 0
BA00 | 0 | 0 | 0 | 0 | 0 | 0 | 0 | 0 | 0 | 0 | 0 | 0 | 0
BE00 | 4360 | 4360 | 4360 | 4360 | 4360 | 4360 | 4360 | 4360 | 4360 | 4360 | 4360 | 4360 | 4360
BEOF | 1400 | 1400 | 3600 | 3600 | 3600 | 1400 | 1400 | 3600 | 3600 | 3600 | 1400 | 3600 | 3600
BG00 | 0 | 0 | 0 | 0 | 0 | 0 | 0 | 0 | 0 | 0 | 0 | 298.5669 | 597.1338
CH00 | 0 | 0 | 0 | 0 | 0 | 0 | 0 | 0 | 0 | 0 | 0 | 0 | 0
CY00 | 0 | 0 | 0 | 0 | 0 | 0 | 0 | 0 | 0 | 0 | 0 | 0 | 0
CZ00 | 0 | 0 | 0 | 0 | 0 | 0 | 0 | 0 | 0 | 0 | 0 | 0 | 0
DE00 | 30185 | 50185 | 64723 | 71748.25 | 70248 | 30185 | 50185 | 64723 | 71748.25 | 70248 | 30185 | 64723 | 74248
DEKF | 336.3 | 336.3 | 672.6 | 672.6 | 672.6 | 336.3 | 336.3 | 336.3 | 336.3 | 336.3 | 336.3 | 336.3 | 336.3
DKBH | 3000 | 3000 | 3000 | 3000 | 3000 | 3000 | 3000 | 3000 | 3000 | 3000 | 7484.8 | 7484.8 | 7484.8
DKE1 | 1923.4 | 1923.4 | 1923.4 | 1923.4 | 1923.4 | 1923.4 | 1923.4 | 1923.4 | 1923.4 | 1923.4 | 9404.8 | 9404.8 | 9404.8
DKKF | 604.8 | 1604.8 | 1604.8 | 1604.8 | 1604.8 | 604.8 | 1604.8 | 1604.8 | 1604.8 | 1604.8 | 2025.6 | 2025.6 | 2025.6
DKNS | 0 | 6000 | 10000 | 10000 | 10000 | 0 | 6000 | 10000 | 10000 | 10000 | 0 | 10000 | 10000
DKW1 | 2722.4 | 7722.4 | 10722.4 | 18722.4 | 26722.4 | 2722.4 | 7722.4 | 10722.4 | 18722.4 | 26722.4 | 100246.4 | 100246.4 | 100246.4 |  | *The aggregation covers all PEMMDB countries (EU27 + AL, BA, CH, ME, MK, NO, RS, UK)
EE00 | 0 | 0 | 0 | 0 | 0 | 0 | 0 | 0 | 0 | 0 | 0 | 0 | 0
EEOF | 0 | 1000 | 3500 | 3500 | 7000 | 0 | 1000 | 3500 | 3500 | 7000 | 1000 | 7000 | 10000
ES00 | 2800 | 2800 | 2800 | 2800 | 2800 | 2800 | 2800 | 2800 | 2800 | 2800 | 3400 | 9400 | 17400
FI00 | 1000 | 3600 | 4900 | 8800 | 12000 | 1000 | 3600 | 4900 | 8800 | 12000 | 7000 | 35000 | 65000 |  | LOW=BEST ESTIMATE acc to the MS agreements. The details are as in the PEMMDB with less granular node in DE/GA
FR00 | 3875 | 17975 | 26375 | 34375 | 44375 | 3875 | 17975 | 26375 | 34375 | 44375 | 4542.4222 | 26662.3451 | 60000 |  | HIGH is coming from TSO high trajectory (if higher than ONDP figures)
GR00 | 2700 | 8650 | 8650 | 14950 | 14950 | 2700 | 8650 | 8650 | 14950 | 14950 | 2900 | 15150 | 19200
GR03 | 0 | 0 | 1550 | 2550 | 2550 | 0 | 0 | 1550 | 2550 | 2550 | 510 | 1550 | 3000
HR00 | 510 | 510 | 1200 | 1200 | 3000 | 510 | 510 | 1200 | 1200 | 3000 | 510 | 1200 | 3000
HU00 | 0 | 0 | 0 | 0 | 0 | 0 | 0 | 0 | 0 | 0 | 0 | 0 | 0
IE00 | 5025.2 | 8060.7 | 11096.2 | 13596.2 | 16096.2 | 5025.2 | 8060.7 | 11096.2 | 13596.2 | 16096.2 | 5174 | 20000 | 35000
ITA00 | 0 | 0 | 0 | 0 | 0 | 0 | 0 | 0 | 0 | 0 | 0 | 0 | 0
ITCA | 0 | 1003 | 1700 | 1700 | 1700 | 0 | 1003 | 1700 | 1700 | 1700 | 0 | 1870 | 3248
ITCN | 400 | 1521 | 2300 | 2300 | 2300 | 400 | 1521 | 2300 | 2300 | 2300 | 420 | 2530 | 4395
ITCS | 900 | 1313 | 1600 | 1600 | 1600 | 900 | 1313 | 1600 | 1600 | 1600 | 945 | 1760 | 3057
ITN1 | 600 | 777 | 900 | 900 | 900 | 600 | 777 | 900 | 900 | 900 | 630 | 990 | 1720
ITS1 | 3800 | 5216 | 6200 | 6200 | 6200 | 3800 | 5216 | 6200 | 6200 | 6200 | 3990 | 6820 | 11847
ITSA | 1400 | 2108 | 2600 | 2600 | 2600 | 1400 | 2108 | 2600 | 2600 | 2600 | 1470 | 2860 | 4968
ITSI | 1400 | 2462 | 3200 | 3200 | 3200 | 1400 | 2462 | 3200 | 3200 | 3200 | 1470 | 3520 | 6115
LT00 | 1400 | 2100 | 2800 | 2800 | 4500 | 1400 | 2100 | 2800 | 2800 | 4500 | 1568.6275 | 2800 | 4500
LTOF | 0 | 0 | 1400 | 1400 | 3100 | 0 | 0 | 1400 | 1400 | 3100 | 0 | 1400 | 3100
LUB1 | 0 | 0 | 0 | 0 | 0 | 0 | 0 | 0 | 0 | 0 | 0 | 0 | 0
LUF1 | 0 | 0 | 0 | 0 | 0 | 0 | 0 | 0 | 0 | 0 | 0 | 0 | 0
LUG1 | 0 | 0 | 0 | 0 | 0 | 0 | 0 | 0 | 0 | 0 | 0 | 0 | 0
LUV1 | 0 | 0 | 0 | 0 | 0 | 0 | 0 | 0 | 0 | 0 | 0 | 0 | 0
LV00 | 500 | 500 | 1000 | 1000 | 7500 | 500 | 500 | 1000 | 1000 | 7500 | 1000 | 2000 | 14000
ME00 | 0 | 0 | 0 | 0 | 0 | 0 | 0 | 0 | 0 | 0 | 0 | 0 | 0
MK00 | 0 | 0 | 0 | 0 | 0 | 0 | 0 | 0 | 0 | 0 | 0 | 0 | 0
MT00 | 0 | 0 | 0 | 0 | 0 | 0 | 0 | 0 | 0 | 0 | 50 | 400 | 400
NL00 | 14542.5 | 25242.5 | 33242.5 | 33242.5 | 41242.5 | 14542.5 | 25242.5 | 33242.5 | 33242.5 | 41242.5 | 21470.5 | 33242.5 | 41242.5 | NLOR001
NL60 | 0 | 2000 | 7300 | 7300 | 7300 | 0 | 2000 | 7300 | 7300 | 7300 | 2000 | 17300 | 31300 | NLOH001
NL6H | 0 | 0 | 8000 | 8000 | 8000 | 0 | 0 | 8000 | 8000 | 8000 | 0 | 0 | 0
NLA0 | 0 | 0 | 0 | 0 | 8000 | 0 | 0 | 0 | 0 | 8000 | 0 | 0 | 0
NLBH | 0 | 0 | 0 | 0 | 6000 | 0 | 0 | 0 | 0 | 6000 | 0 | 0 | 0
NLLL | 2000 | 2000 | 2000 | 2000 | 2000 | 2000 | 2000 | 2000 | 2000 | 2000 | 0 | 0 | 0
NOM1 | 0 | 0 | 2000 | 2000 | 2000 | 0 | 0 | 2000 | 2000 | 2000 | 0 | 3000 | 3000
NON1 | 0 | 0 | 500 | 500 | 500 | 0 | 0 | 500 | 500 | 500 | 0 | 2000 | 4000
NOS0 | 3003.5 | 6003.5 | 7503.5 | 7503.5 | 7503.5 | 3003.5 | 6003.5 | 7503.5 | 7503.5 | 7503.5 | 3003.5 | 9500 | 11500
PL00 | 10004 | 10900 | 10900 | 10900 | 10900 | 10004 | 10900 | 10900 | 10900 | 10900 | 10900 | 21800 | 35000
PT00 | 2000 | 6000 | 10000 | 10000 | 10000 | 2000 | 6000 | 10000 | 10000 | 10000 | 2000 | 10000 | 10000
RO00 | 1000 | 1000 | 1000 | 1000 | 1000 | 1000 | 1000 | 1000 | 1000 | 1000 | 2000 | 3000 | 4000
RS00 | 0 | 0 | 0 | 0 | 0 | 0 | 0 | 0 | 0 | 0 | 0 | 0 | 0
SE01 | 0 | 0 | 0 | 0 | 4000 | 0 | 0 | 0 | 0 | 4000 | 350 | 3000 | 11000
SE02 | 0 | 1000 | 1000 | 1000 | 7000 | 0 | 1000 | 1000 | 1000 | 7000 | 0 | 3000 | 11000
SE03 | 0 | 1400 | 5400 | 5400 | 5400 | 0 | 1400 | 5400 | 5400 | 5400 | 4900 | 8500 | 11500
SE04 | 600 | 4200 | 6200 | 6200 | 8200 | 600 | 4200 | 6200 | 6200 | 8200 | 4650 | 12800 | 38500
SI00 | 0 | 0 | 0 | 0 | 0 | 0 | 0 | 0 | 0 | 0 | 0 | 0 | 0
SK00 | 0 | 0 | 0 | 0 | 0 | 0 | 0 | 0 | 0 | 0 | 0 | 0 | 0
UK00 | 51967.47 | 74278.57 | 95157.57 | 109257.57 | 96967.2394 | 51967.47 | 74278.57 | 95157.57 | 109257.57 | 110000 | 52751.34 | 97389.28 | 115896.88
UKNI | 500 | 750 | 1000 | 1000 | 1000 | 500 | 750 | 1000 | 1000 | 1000 | 500 | 1000 | 1000
TOTAL | 156459.57 | 270902.17 | 375580.97 | 426406.22 | 485515.6394 | 156459.57 | 270902.17 | 375244.67 | 426069.92 | 498212.1 | 296548.2896 | 570923.592 | 811192.4138
EU-TOTAL | 100988.6 | 189870.1 | 269419.9 | 306145.15 | 377544.9 | 100988.6 | 189870.1 | 269083.6 | 305808.85 | 377208.6 | 240293.4496 | 458034.312 | 675795.5338

## 1.4.
1.4. Nuclear Ex-ante capacities
MW | Distributed Energy |  |  | National Trends+ |  | Global Ambition
Country | 2030 | 2040 | 2050 | 2030 | 2040 | 2030 | 2040 | 2050
AL00 | 0 | 0 | 0 | 0 | 0 | 0 | 0 | 0
AT00 | 0 | 0 | 0 | 0 | 0 | 0 | 0 | 0
BA00 | 0 | 0 | 0 | 0 | 0 | 0 | 0 | 0
BE00 | 2077 | 0 | 0 | 2077 | 0 | 2077 | 0 | 0
BG00 | 2000 | 2000 | 1000 | 2000 | 4000 | 2000 | 4000 | 2000
CH00 | 1190 | 0 | 0 | 1190 | 0 | 1190 | 0 | 0
CY00 | 0 | 0 | 0 | 0 | 0 | 0 | 0 | 0
CZ00 | 4047.2 | 5187.2 | 3277.6 | 4047.2 | 5187.2 | 4047.2 | 7752 | 6982.6
DE00 | 0 | 0 | 0 | 0 | 0 | 0 | 0 | 0
DEKF | 0 | 0 | 0 | 0 | 0 | 0 | 0 | 0
DKE1 | 0 | 0 | 0 | 0 | 0 | 0 | 0 | 0
DKKF | 0 | 0 | 0 | 0 | 0 | 0 | 0 | 0
DKW1 | 0 | 0 | 0 | 0 | 0 | 0 | 0 | 0
EE00 | 0 | 0 | 0 | 0 | 0 | 0 | 0 | 0
ES00 | 5100.36 |  |  | 5100.36 | 0 | 5100.36 |  |  | *The aggregation covers all PEMMDB countries (EU27 + AL, BA, CH, ME, MK, NO, RS, UK)
FI00 | 3887 | 2614 | 1600 | 4394 | 4394 | 4394 | 8394 | 10000
FR00 | 59400 | 50000 | 28145 | 61761 | 62907 | 63000 | 66000 | 50139
GR00 | 0 | 0 | 0 | 0 | 0 | 0 | 0 | 0
GR03 | 0 | 0 | 0 | 0 | 0 | 0 | 0 | 0
HR00 | 0 | 0 | 0 | 0 | 0 | 0 | 0 | 0
HU00 | 1917 | 2360 | 2360 | 3097 | 4277 | 3097 | 4277 | 2360
IE00 | 0 | 0 | 0 | 0 | 0 | 0 | 0 | 0
ITCA | 0 | 0 | 0 | 0 | 0 | 0 | 0 | 0
ITCN | 0 | 0 | 0 | 0 | 0 | 0 | 0 | 0
ITCS | 0 | 0 | 0 | 0 | 0 | 0 | 0 | 0
ITN1 | 0 | 0 | 0 | 0 | 0 | 0 | 0 | 0
ITS1 | 0 | 0 | 0 | 0 | 0 | 0 | 0 | 0
ITSA | 0 | 0 | 0 | 0 | 0 | 0 | 0 | 0
ITSI | 0 | 0 | 0 | 0 | 0 | 0 | 0 | 0
LT00 | 0 | 0 | 0 | 0 | 0 | 0 | 0 | 0
LUB1 | 0 | 0 | 0 | 0 | 0 | 0 | 0 | 0
LUF1 | 0 | 0 | 0 | 0 | 0 | 0 | 0 | 0
LUG1 | 0 | 0 | 0 | 0 | 0 | 0 | 0 | 0
LUV1 | 0 | 0 | 0 | 0 | 0 | 0 | 0 | 0
LV00 | 0 | 0 | 0 | 0 | 0 | 0 | 0 | 0
ME00 | 0 | 0 | 0 | 0 | 0 | 0 | 0 | 0
MK00 | 0 | 0 | 0 | 0 | 0 | 0 | 0 | 0
MT00 | 0 | 0 | 0 | 0 | 0 | 0 | 0 | 0
NL00 | 486 | 0 | 0 | 486 | 0 | 486 | 3000 | 6000
NOM1 | 0 | 0 | 0 | 0 | 0 | 0 | 0 | 0
NON1 | 0 | 0 | 0 | 0 | 0 | 0 | 0 | 0
NOS0 | 0 | 0 | 0 | 0 | 0 | 0 | 0 | 0
PL00 | 0 | 4440 | 6660 | 0 | 4440 | 1120 | 8630 | 15000
PT00 | 0 | 0 | 0 | 0 | 0 | 0 | 0 | 0
RO00 | 1300 | 1300 | 1300 | 1739 | 3087 | 2413 | 3087 | 3087
RS00 | 0 | 0 | 0 | 0 | 0 | 0 | 0 | 0
SE01 | 0 | 0 | 0 | 0 | 0 | 0 | 1800 | 4800
SE02 | 0 | 0 | 0 | 0 | 0 | 0 | 0 | 0
SE03 | 5900 | 3700 | 0 | 6883 | 5893 | 7700 | 9000 | 11600
SE04 | 0 | 0 | 0 | 0 | 0 | 0 | 0 | 0
SI00 | 696 | 0 | 0 | 696 | 696 | 696 | 1100 | 1100
SK00 | 2814.6373 | 2829.6373 | 2829.6373 | 2814.6373 | 2829.6373 | 2814.6373 | 2829.6373 | 3095.668
UK00 | 4500 | 4500 | 5500 | 5510 | 13236 | 8000 | 14500 | 16000
UKNI | 0 | 0 | 0 | 0 | 0 | 0 | 0 | 0
TOTAL | 95315.1973 | 78930.8373 | 52672.2373 | 101795.1973 | 110946.8373 | 108135.1973 | 134369.6373 | 132164.268
EU-TOTAL | 89625.1973 | 74430.8373 | 47172.2373 | 95095.1973 | 97710.8373 | 98945.1973 | 119869.6373 | 116164.268

## 1.5.
1.5. Prosumer Battery Trajectories
MWh | Year | LOW |  |  | Best Estimate |  | HIGH
Region | Country | 2030 | 2040 | 2050 | 2030 | 2040 | 2030 | 2040 | 2050
South | AL00 | 0 | 0 | 0 | 0 | 0 | 0 | 0 | 0
Central | AT00 | 56.0135 | 184.9163 | 336.7578 | 56.0135 | 184.9163 | 140.0308 | 320.5188 | 981.4012
South | BA00 | 0 | 0 | 0 | 0 | 0 | 0 | 0 | 0
North | BE00 | 520 | 1566 | 1566 | 520 | 1566 | 965 | 2156 | 5768
South | BG00 | 1077.4276 | 1588.6258 | 2017.8972 | 1077.4276 | 1588.6258 | 2154.396 | 3177.4601 | 4035.5844
Central | CH00 | 610.6 | 2777.4 | 5049.6 | 610.6 | 2777.4 | 763.0728 | 3471.8753 | 5999.3497
South | CY00 | 0 | 256 | 256 | 0 | 256 | 280 | 350 | 350
North | CZ00 | 277.8614 | 1127.0475 | 532.6075 | 277.8614 | 1127.0475 | 277.8614 | 1349.6611 | 1349.6611
North | DE00 | 50538 | 157525 | 233272 | 50538 | 157525 | 50538 | 172217.099 | 272563.8353
North | DEKF | 0 | 0 | 0 | 0 | 0 | 0 | 0 | 0
Nordic-Baltic | DKE1 | 0 | 0 | 0 | 0 | 0 | 215.1631 | 329.5678 | 552.02
Nordic-Baltic | DKKF | 0 | 0 | 0 | 0 | 0 | 0 | 0 | 0
Nordic-Baltic | DKW1 | 150.3617 | 189.9561 | 258.0494 | 150.3617 | 189.9561 | 559.0221 | 559.0221 | 559.0221
Nordic-Baltic | EE00 | 0 | 0 | 0 | 0 | 0 | 0 | 0 | 0
South | ES00 | 1400 | 2250 | 3000 | 1400 | 2250 | 2000 | 3000 | 4000
Nordic-Baltic | FI00 | 688.9361 | 2882.5111 | 6113.4094 | 688.9361 | 2882.5111 | 1288.3105 | 6064.0827 | 15242.7673
Central | FR00 | 0 | 0 | 0 | 0 | 0 | 0 | 0 | 0
South | GR00 | 0 | 0 | 0 | 0 | 0 | 0 | 0 | 0 | Prosumer Battery/Rooftop Solar
South | GR03 | 0 | 0 | 0 | 0 | 0 | 0 | 0 | 0 | Europe Mean | 0.37985 | 0.64739 | 0.74037
South | HR00 | 0 | 0 | 0 | 0 | 0 | 0 | 0 | 0
Central | HU00 | 223.9899 | 503.9945 | 783.9928 | 223.9899 | 503.9945 | 323.6124 | 641.7557 | 997.2021
North | IE00 | 3825.9383 | 17410.8312 | 23452.9401 | 3825.9383 | 17410.8312 | 3825.9383 | 17410.8312 | 23452.9401
South | ITA0 | 0 | 0 | 0 | 0 | 0 | 0 | 0 | 0
South | ITCA | 320 | 640 | 640 | 320 | 640 | 398.3578 | 704.0238 | 989.6116
South | ITCN | 1440 | 2880 | 2880 | 1440 | 2880 | 2539.0248 | 5289.0695 | 6991.3549
South | ITCS | 3360 | 6720 | 6720 | 3360 | 6720 | 3696 | 7392.0404 | 11875.7497
South | ITN1 | 8960 | 17920 | 17920 | 8960 | 17920 | 16251.6085 | 35023.4346 | 46295.7162
South | ITS1 | 800 | 1600 | 1600 | 800 | 1600 | 880 | 1760.0199 | 3625.0227
South | ITSA | 320 | 640 | 640 | 320 | 640 | 351.1101 | 702.8969 | 1411.6168
South | ITSI | 800 | 1600 | 1600 | 800 | 1600 | 876.0794 | 1950.7484 | 3523.4153
Nordic-Baltic | LT00 | 0 | 0 | 0 | 0 | 0 | 0 | 0 | 0
North | LUB1 | 0 | 0 | 0 | 0 | 0 | 0 | 0 | 0
North | LUF1 | 0 | 0 | 0 | 0 | 0 | 0 | 0 | 0
North | LUG1 | 17.4651 | 34.9895 | 36.3231 | 17.4651 | 34.9895 | 28.2283 | 73.4722 | 76.5375
North | LUV1 | 0 | 0 | 0 | 0 | 0 | 0 | 0 | 0
Nordic-Baltic | LV00 | 10.9567 | 20.7238 | 0 | 10.9567 | 20.7238 | 37.5151 | 59.1204 | 79.6455
South | ME00 | 0 | 0 | 0 | 0 | 0 | 0 | 0 | 0
South | MK00 | 0 | 0 | 0 | 0 | 0 | 480.4283 | 837.9106 | 908.3726
South | MT00 | 0 | 0 | 0 | 0 | 0 | 153.5023 | 184.3924 | 263.9362
North | NL00 | 17675.6729 | 64349.674 | 111329.6419 | 17675.6729 | 64349.674 | 22678.0845 | 79256.8842 | 140102.6989
Nordic-Baltic | NOM1 | 0 | 0 | 0 | 0 | 0 | 197.896 | 599.8435 | 1109.4037
Nordic-Baltic | NON1 | 0 | 0 | 0 | 0 | 0 | 0 | 0 | 0
Nordic-Baltic | NOS0 | 0 | 0 | 0 | 0 | 0 | 864.8054 | 4342.867 | 6005.5722
North | PL00 | 0 | 0 | 0 | 0 | 0 | 0 | 0 | 0
South | PT00 | 128.2044 | 227.5349 | 227.5349 | 128.2044 | 227.5349 | 164.7103 | 481.4385 | 481.4385
Central | RO00 | 99.2771 | 253.75 | 275.8621 | 99.2771 | 253.75 | 116.0226 | 356.8359 | 656.3615
Central | RS00 | 0 | 0 | 0 | 0 | 0 | 13.1215 | 47.1018 | 64.9038
Nordic-Baltic | SE01 | 0 | 0 | 0 | 0 | 0 | 0 | 0 | 0
Nordic-Baltic | SE02 | 33.4 | 100.2 | 200.3 | 33.4 | 100.2 | 200.0682 | 600.2045 | 1199.8099
Nordic-Baltic | SE03 | 485.2 | 1455.5 | 2911 | 485.2 | 1455.5 | 980.0622 | 3487.4816 | 5729.9698
Nordic-Baltic | SE04 | 211.6 | 634.9 | 1269.7 | 211.6 | 634.9 | 419.9625 | 1440.0983 | 2369.9751
Central | SI00 | 1102.1 | 2182.1 | 3262.1 | 1102.1 | 2182.1 | 1384.6384 | 3306.401 | 5400.2243
North | SK00 | 0 | 0 | 0 | 0 | 0 | 0 | 0 | 0
North | UKNI | 484.2121 | 8659.2019 | 13483.0286 | 484.2121 | 8659.2019 | 1015.6338 | 10546.1979 | 13483.0286
North | UK00 | 23375.53 | 37187.87 | 54189.15 | 23375.53 | 37187.87 | 23375.53 | 37187.87 | 54189.15
| TOTAL | 118992.7468 | 335368.7265 | 495823.8948 | 118992.7468 | 335368.7265 | 140432.7973 | 406678.2274 | 642685.2985
| EU-TOTAL | 94556.9912 | 287514.7383 | 425992.9584 | 94556.9912 | 287514.7383 | 113100.3515 | 350289.9176 | 559825.4663

## 1.6.
1.6. Utility Battery Trajectories
MWh | Year | LOW |  |  | Best Estimate |  | HIGH
Region | Country | 2030 | 2040 | 2050 | 2030 | 2040 | 2030 | 2040 | 2050
South | AL00 | 0 | 0 | 0 | 0 | 0 | 390.3738 | 890.7175 | 965.6201
Central | AT00 | 45.5865 | 173.0837 | 304.4422 | 45.5865 | 173.0837 | 113.9638 | 300.0092 | 887.2251
South | BA00 | 0 | 0 | 0 | 0 | 0 | 295.9034 | 972.2181 | 1456.316
North | BE00 | 1105 | 1105 | 1130 | 1105 | 1105 | 10982 | 27853 | 41797
South | BG00 | 4922.5724 | 4411.3742 | 3982.1028 | 4922.5724 | 4411.3742 | 9843.0467 | 9843.0467 | 9843.0467
Central | CH00 | 0 | 0 | 0 | 0 | 0 | 0 | 0 | 0
South | CY00 | 0 | 2364 | 3076 | 0 | 2364 | 447 | 2749 | 4014
North | CZ00 | 564.1386 | 2288.2525 | 3609.8925 | 564.1386 | 2288.2525 | 564.1386 | 2740.2266 | 4893.1843
North | DE00 | 6400.8 | 62099 | 111097 | 6400.8 | 62099 | 6400.8 | 67890.8721 | 129809.9404
North | DEKF | 0 | 0 | 0 | 0 | 0 | 0 | 0 | 0
Nordic-Baltic | DKE1 | 0 | 0 | 0 | 0 | 0 | 2646.7773 | 3140.3693 | 3726.386
Nordic-Baltic | DKKF | 0 | 0 | 0 | 0 | 0 | 0 | 0 | 0
Nordic-Baltic | DKW1 | 1849.6383 | 1810.0439 | 1741.9506 | 1849.6383 | 1810.0439 | 6876.6746 | 6876.6746 | 6876.6746
Nordic-Baltic | EE00 | 0 | 0 | 0 | 0 | 0 | 296.844 | 791.7934 | 1183.364
South | ES00 | 5000 | 26000 | 32000 | 5000 | 26000 | 7400 | 34600 | 41200
Nordic-Baltic | FI00 | 1311.0639 | 3117.4889 | 5886.5906 | 1311.0639 | 3117.4889 | 2451.6895 | 6558.4173 | 14677.2327
Central | FR00 | 940 | 20614 | 43680 | 940 | 20614 | 1289.4318 | 44214.9519 | 105548.2419
South | GR00 | 15900 | 26700 | 61200 | 15900 | 26700 | 17847.7873 | 28835.9988 | 75217.875
South | GR03 | 900 | 1350 | 1500 | 900 | 1350 | 4500 | 4500 | 4500 | Means | Utility Battery / Utility PV
South | HR00 | 498 | 588 | 438 | 498 | 588 | 1149.9542 | 1149.9542 | 1149.9542 | Region | 2030 | 2040 | 2050
Central | HU00 | 840.4101 | 954.0055 | 954.0072 | 840.4101 | 954.0055 | 1214.1938 | 1214.7722 | 1214.7722 | Central | 0.05169 | 0.18555 | 0.25568
North | IE00 | 8461.0617 | 38756.1688 | 52206.0599 | 8461.0617 | 38756.1688 | 8461.0617 | 38756.1688 | 52206.0599 | Nordic-Baltic | 0.1979 | 0.23994 | 0.29584
South | ITA0 | 0 | 0 | 0 | 0 | 0 | 0 | 0 | 0 | North | 0.14218 | 0.40818 | 0.51872
South | ITCA | 5624 | 13624 | 13624 | 5624 | 13624 | 7001.1385 | 14986.9072 | 21066.356 | South | 0.65062 | 0.74226 | 0.80468
South | ITCN | 80 | 6480 | 6480 | 80 | 6480 | 141.0569 | 11900.4063 | 15730.5484
South | ITCS | 5380 | 22996.4 | 22996.4 | 5380 | 22996.4 | 5918 | 25296.1782 | 40639.805
South | ITN1 | 3224 | 3224 | 3224 | 3224 | 3224 | 5847.677 | 6301.0911 | 8329.0954
South | ITS1 | 33609 | 45609 | 45609 | 33609 | 45609 | 36969.9 | 50170.4681 | 103333.5373
South | ITSA | 10360 | 18360 | 18360 | 10360 | 18360 | 11367.1879 | 20164.3544 | 40495.7572
South | ITSI | 20488 | 32488 | 32488 | 20488 | 32488 | 22436.3935 | 39609.9461 | 71542.947
Nordic-Baltic | LT00 | 2200 | 4200 | 6200 | 2200 | 4200 | 2200 | 4200 | 6200
North | LUB1 | 0 | 0 | 0 | 0 | 0 | 0 | 0 | 0
North | LUF1 | 0 | 0 | 0 | 0 | 0 | 0 | 0 | 0
North | LUG1 | 7.5349 | 15.0105 | 13.6769 | 7.5349 | 15.0105 | 12.1785 | 31.5196 | 31.5196
North | LUV1 | 0 | 0 | 0 | 0 | 0 | 0 | 0 | 0
Nordic-Baltic | LV00 | 149.0433 | 139.2762 | 0 | 149.0433 | 139.2762 | 510.3176 | 510.3176 | 535.2657
South | ME00 | 0 | 0 | 0 | 0 | 0 | 1226.4245 | 1399.1687 | 1516.8282
South | MK00 | 0 | 0 | 0 | 0 | 0 | 1032.9209 | 2094.7766 | 2270.9315
South | MT00 | 0 | 0 | 0 | 0 | 0 | 29.9734 | 59.0704 | 59.0704
North | NL00 | 8721.5271 | 30660.726 | 52293.9581 | 8721.5271 | 30660.726 | 11189.8161 | 37763.5729 | 65809.2897
Nordic-Baltic | NOM1 | 0 | 0 | 0 | 0 | 0 | 0 | 0 | 0
Nordic-Baltic | NON1 | 0 | 0 | 0 | 0 | 0 | 0 | 0 | 0
Nordic-Baltic | NOS0 | 0 | 0 | 0 | 0 | 0 | 0 | 0 | 0
North | PL00 | 0 | 0 | 0 | 0 | 0 | 4691.8724 | 26531.5457 | 49797.3945
South | PT00 | 2871.7956 | 3294.1691 | 3294.1691 | 2871.7956 | 3294.1691 | 3689.5315 | 6970.0957 | 6970.0957
Central | RO00 | 700.7229 | 1346.25 | 1324.1379 | 700.7229 | 1346.25 | 818.9171 | 1893.1641 | 3150.5351
Central | RS00 | 0 | 0 | 0 | 0 | 0 | 27.9643 | 100.3825 | 138.3217
Nordic-Baltic | SE01 | 0 | 0 | 0 | 0 | 0 | 0 | 0 | 0
Nordic-Baltic | SE02 | 0 | 0 | 0 | 0 | 0 | 0 | 0 | 0
Nordic-Baltic | SE03 | 0 | 0 | 0 | 0 | 0 | 0 | 0 | 0
Nordic-Baltic | SE04 | 0 | 0 | 0 | 0 | 0 | 0 | 0 | 0
Central | SI00 | 0 | 0 | 0 | 0 | 0 | 0 | 0 | 0
North | SK00 | 676.7 | 2215 | 3620 | 676.7 | 2215 | 676.7 | 2499.566 | 4137.1429
North | UKNI | 670.7879 | 9654.7981 | 12826.9714 | 670.7879 | 9654.7981 | 1406.9761 | 11758.7525 | 12826.9714
North | UK00 | 0 | 0 | 0 | 0 | 0 | 18440.3993 | 42645.4193 | 53597.7992
| TOTAL | 143501.3832 | 386637.0475 | 545160.3592 | 143501.3832 | 386637.0475 | 218806.986 | 590764.8935 | 1009346.1048
| EU-TOTAL | 141680.0088 | 373340.1657 | 527822.9456 | 141680.0088 | 373340.1657 | 184738.9632 | 500973.6674 | 891331.4077

## 2.
Costs References & Methodology
Sources | Name | Author | Link
1 | Technology data, Generation of Electricity and Distrift Heating | Danish Energy Agency, Energinet | https://ens.dk/en/our-services/projections-and-models/technology-data/technology-data-generation-electricity-and
2 | Annual Technology Baseline | National Renewable Energy Laboratory | https://atb.nrel.gov/electricity/2022/technologies
3 | Technology data, Energy Transport | Danish Energy Agency, Energinet | https://ens.dk/en/our-services/projections-and-models/technology-data/technology-catalogue-transport-energy
4 | SCREENING OF POSSIBLE HUB CONCEPTS TO INTEGRATE OFFSHORE WIND CAPACITY IN THE NORTH SEA | Danish Energy Agency, DNV | https://ens.dk/sites/ens.dk/files/Vindenergi/final_report_-_screening_of_possible_hub_concepts_to_integrate_offshore_wind_capacity_in_the_north_sea.pdf
5 | Cost and performance data for offshore hydrogen production | Danish Energy Agency, DNV | https://ens.dk/sites/ens.dk/files/Energioer/cost_performance_data_offshore_hydrogen_production.pdf
6 | Netzentwicklungsplan Strom 2035, Version 2021 | 50Hertz, Amprion, TenneT, TransnetBW | https://www.netzentwicklungsplan.de/sites/default/files/paragraphs-files/NEP_2035_V2021_2_Entwurf_Teil1.pdf
7 | Technology data, Renewable fuels | Danish Energy Agency, Energinet | https://ens.dk/en/our-services/projections-and-models/technology-data/technology-data-renewable-fuels
8 | European Hydrogen Backbone April 2022 | Guidehouse + TSOs | https://ehb.eu/files/downloads/ehb-report-220428-17h00-interactive-1.pdf
9 | Analysing future demand, supply and transport of hydrogen | Guidehouse + TSOs | https://ehb.eu/files/downloads/EHB-Analysing-the-future-demand-supply-and-transport-of-hydrogen-June-2021-v3.pdf
Costs are differentiated among scenarios based on the storylines:
Wind offshore costs consist of following components and different investment according to the technology (please check offshore modeling methodology)
Update after public consultation:
To capture the trend of baseline cost better, 1% of cost differentiation introduced in 2030. If the differentiation between i) 2030 to 2040 is less than 15% and ii) 2030 to 2050 is less than 20%, the differentiotion is adjusted accordingly i) ratio(2040/2030) ± 0.1 and ii) ratio(2050/2030) ± 0.1

## 2.1.
2.1. Technology Costs for TYNDP 2024
|  |  |  | TYNDP 2024 |  |  | DE | Distributed Energy (TYNDP 2024) |  |  | GA | Global Ambition (TYNDP 2024)
No | Source | Year |  | 2030 | 2040 | 2050 |  | 2030 | 2040 | 2050 |  | 2030 | 2040 | 2050
[8 empty] | 1% | 15% | 20% |  | 1% | 15% | 20%
1 | 1 | Rooftop PV (only residential)
|  | CAPEX | €/MW | 720000 | 580000 | 520000 | ▼ | 712800 | 493000 | 416000 | ▲ | 727200 | 667000 | 624000
|  | OPEX | €/MW/a | 10700 | 9600 | 8900 | ▼ | 10593 | 8160 | 7120 | ▲ | 10807 | 11040 | 10680
Nominal investment
|  | grid connection | €/MW | 30000 | 20000 | 20000
|  | inverter | €/MW | 140000 | 120000 | 100000
|  | pv modules | €/MW | 270000 | 200000 | 170000
|  | installation | €/MW | 110000 | 90000 | 90000
|  | other, i.e. residual balance of plant | €/MW | 170000 | 150000 | 140000
|  | Fixed O&M | €/MW/a | 10700 | 9600 | 8900
|  | Lifetime assumptions | year | 40 | 40 | 40
2 | 1 | Utility-scale PV
|  | CAPEX | €/MW | 380000 | 330000 | 290000 | ▼ | 376200 | 280500 | 232000 | ▲ | 383800 | 379500 | 348000
|  | OPEX | €/MW/a | 9500 | 8100 | 7400 | ▼ | 9405 | 6885 | 5920 | ▲ | 9595 | 9315 | 8880
Nominal investment
|  | grid connection | €/MW | 50000 | 40000 | 40000
|  | inverter | €/MW | 20000 | 20000 | 10000
|  | pv modules | €/MW | 140000 | 110000 | 90000
|  | installation | €/MW | 100000 | 90000 | 90000
|  | other, i.e. residual balance of plant | €/MW | 40000 | 40000 | 30000
|  | soft costs | €/MW | 30000 | 30000 | 30000
|  | Fixed O&M | €/MW/a | 9500 | 8100 | 7400
|  | Lifetime assumptions | year | 40 | 40 | 40
3 | 1 | Utility-scale PV ground mounted, single axis tracking
|  | CAPEX | €/MW | 450000 | 390000 | 350000 | ▼ | 445500 | 331500 | 280000 | ▲ | 454500 | 448500 | 420000
|  | OPEX | €/MW/a | 10400 | 9400 | 9000 | ▼ | 10296 | 7990 | 7200 | ▲ | 10504 | 10810 | 10800
Nominal investment
|  | grid connection | €/MW | 50000 | 40000 | 40000
|  | inverter | €/MW | 20000 | 20000 | 10000
|  | pv modules | €/MW | 140000 | 110000 | 90000
|  | tracker related costs | €/MW | 70000 | 60000 | 60000
|  | installation | €/MW | 100000 | 90000 | 90000
|  | other, i.e. residual balance of plant | €/MW | 30000 | 30000 | 30000
|  | soft costs | €/MW | 40000 | 40000 | 30000
|  | Fixed O&M | €/MW/a | 10400 | 9400 | 9000
|  | Lifetime assumptions | year | 40 | 40 | 40
4 | 2 | Utility-Scale Battery Storage - 4Hr
|  | CAPEX | €/MW | 716480 | 627122 | 537562 | ▼ | 709315.2 | 533053.7 | 430049.6 | ▲ | 723644.8 | 721190.3 | 645074.4
|  | OPEX | €/MW/a | 17912 | 15678 | 13439 | ▼ | 17732.88 | 13326.3 | 10751.2 | ▲ | 18091.12 | 18029.7 | 16126.8
|  | Nominal Investment | €/MW | 716480 | 627122 | 537562
|  | Fixed O&M | €/MW/a | 17912 | 15678 | 13439
|  | Lifetime assumptions | years | 30 | 30 | 30
5 | 2 | Residential Battery Storage - 5 kW - 12.5 kWh
|  | CAPEX | €/MW | 1731283 | 1515143 | 1298463 | ▼ | 1713970.17 | 1287871.55 | 1038770.4 | ▲ | 1748595.83 | 1742414.45 | 1558155.6
|  | OPEX | €/MW/a | 43282 | 37879 | 32462 | ▼ | 42849.18 | 32197.15 | 25969.6 | ▲ | 43714.82 | 43560.85 | 38954.4
|  | Nominal Investment | €/MW | 1731283 | 1515143 | 1298463
|  | Fixed O&M | €/MW/a | 43282 | 37879 | 32462
|  | Lifetime assumptions | years | 30 | 30 | 30
[9 empty] | 3.5% | 5.144% |  |  | 3.5% | 5.144%
6 | 1 | Onshore
|  | CAPEX | €/MW | 1040000 | 990000 | 970000 | ▼ | 1029600 | 955350 | 920100 | ▲ | 1050400 | 1024650 | 1019900
|  | OPEX | €/MW/a | 12600 | 11592 | 11340 | ▼ | 12474 | 11186.28 | 10756.633 | ▲ | 12726 | 11997.72 | 11923.367
Nominal Investment
|  | Equipment | €/MW | 640000 | 590000 | 580000
|  | Installation/Development | €/MW | 80000 | 80000 | 70000
|  | Related to grid connection | €/MW | 50000 | 50000 | 50000
|  | related to rent of land | €/MW | 90000 | 90000 | 90000
|  | related to decommisioning of existing turbines | €/MW | 40000 | 40000 | 40000
|  | relatred to other costs | €/MW | 140000 | 140000 | 140000
|  | Fixed O&M | €/MW/a | 12600 | 11592 | 11340
|  | Lifetime assumptions | year | 30 | 30 | 30
[9 empty] | 9.682% | 9.854% |  |  | 9.682% | 9.854%
7 | 1 | AC Radial Wind Offshore Fixed
|  | CAPEX | €/MW | 1800000 | 1650000 | 1640000 | ▲ | 1818000 | 1809750 | 1801600 | ▼ | 1782000 | 1490250 | 1478400
|  | OPEX | €/MW/a | 58000 | 51000 | 49000 | ▲ | 58580 | 55937.7273 | 53828.2927 | ▼ | 57420 | 46062.2727 | 44171.7073
|  | Nominal investment | €/MW | 1800000 | 1650000 | 1640000
|  | Fixed O&M | €/MW/a | 58000 | 51000 | 49000
[9 empty] | 7.496% | 7.939% |  |  | 7.496% | 7.939%
8 | 1,4,6 | DC Radial Wind Offshore Fixed
|  | CAPEX | €/MW | 2470000 | 2310000 | 2290000 | ▲ | 2494700 | 2483150 | 2471800 | ▼ | 2445300 | 2136850 | 2108200
|  | OPEX | €/MW/a | 73000 | 66000 | 64000 | ▲ | 73730 | 70947.1429 | 69080.8734 | ▼ | 72270 | 61052.8571 | 58919.1266
|  | Nominal investment | €/MW | 2470000 | 2310000 | 2290000
|  | Fixed O&M | €/MW/a | 73000 | 66000 | 64000
[9 empty] | 9.005% | 9.67% |  |  | 9.005% | 9.67%
9 | 1,5,7 | Hub connected Wind Offshore Fixed
|  | CAPEX | €/MW | 2060000 | 1900000 | 1880000 | ▲ | 2080600 | 2071100 | 2061800 | ▼ | 2039400 | 1728900 | 1698200
|  | OPEX | €/MW/a | 65000 | 58000 | 56000 | ▲ | 65650 | 63223.0526 | 61415.3191 | ▼ | 64350 | 52776.9474 | 50584.6809
|  | Nominal investment | €/MW | 2060000 | 1900000 | 1880000
|  | Fixed O&M | €/MW/a | 65000 | 58000 | 56000
10 | 1,5,7 | Hub connected Wind Offshore H2 Fixed
|  | CAPEX | €/MW | 2310000 | 2000000 | 1900000 | ▲ | 2333100 | 2300000 | 2280000 | ▼ | 2286900 | 1700000 | 1520000
|  | OPEX | €/MW/a | 93000 | 78000 | 73000 | ▲ | 93930 | 89700 | 87600 | ▼ | 92070 | 66300 | 58400
|  | Nominal investment | €/MW | 2310000 | 2000000 | 1900000
|  | Fixed O&M | €/MW/a | 93000 | 78000 | 73000
11 | 1 | AC Radial Wind Offshore Floating*
|  | CAPEX | €/MW | 2898000 | 1996500 | 1902400 | ▲ | 2926980 | 2295975 | 2282880 | ▼ | 2869020 | 1697025 | 1521920
|  | OPEX | €/MW/a | 87000 | 61200 | 53900 | ▲ | 87870 | 70380 | 64680 | ▼ | 86130 | 52020 | 43120
|  | Nominal investment | €/MW | 2898000 | 1996500 | 1902400
|  | Fixed O&M | €/MW/a | 87000 | 61200 | 53900
12 | 1,4,6 | DC Radial Wind Offshore Floating*
|  | CAPEX | €/MW | 3976700 | 2795100 | 2656400 | ▲ | 4016467 | 3214365 | 3187680 | ▼ | 3936933 | 2375835 | 2125120
|  | OPEX | €/MW/a | 109500 | 79200 | 70400 | ▲ | 110595 | 91080 | 84480 | ▼ | 108405 | 67320 | 56320
|  | Nominal investment | €/MW | 3976700 | 2795100 | 2656400
|  | Fixed O&M | €/MW/a | 109500 | 79200 | 70400
13 | 1,5,7 | Hub connected Wind Offshore Floating*
|  | CAPEX | €/MW | 3316600 | 2299000 | 2180800 | ▲ | 3349766 | 2643850 | 2616960 | ▼ | 3283434 | 1954150 | 1744640
|  | OPEX | €/MW/a | 97500 | 69600 | 61600 | ▲ | 98475 | 80040 | 73920 | ▼ | 96525 | 59160 | 49280
|  | Nominal investment | €/MW | 3316600 | 2299000 | 2180800
|  | Fixed O&M | €/MW/a | 97500 | 69600 | 61600
14 | 1,5,7 | Hub connected Wind Offshore H2 Floating*
|  | CAPEX | €/MW | 3719100 | 2420000 | 2204000 | ▲ | 3756291 | 2783000 | 2644800 | ▼ | 3681909 | 2057000 | 1763200
|  | OPEX | €/MW/a | 139500 | 93600 | 80300 | ▲ | 140895 | 107640 | 96360 | ▼ | 138105 | 79560 | 64240
|  | Nominal investment | €/MW | 3719100 | 2420000 | 2204000
|  | Fixed O&M | €/MW/a | 139500 | 93600 | 80300
15 | 4.6 | HVDC Cables
|  | CAPEX | €/MW/km | 1617.5 | 1617.5 | 1617.5 | ● | 1617.5 | 1617.5 | 1617.5 | ● | 1617.5 | 1617.5 | 1617.5
|  | OPEX | €/MW/km/a | 40.44 | 40.44 | 40.44 | ● | 40.44 | 40.44 | 40.44 | ● | 40.44 | 40.44 | 40.44
|  | Nominal investment | €/MW/km | 1617.5 | 1617.5 | 1617.5
|  | Fixed O&M | €/MW/km/a | 40.44 | 40.44 | 40.44
16 | 6 | Onshore HVDC Station
|  | CAPEX | €/MW | 250000 | 250000 | 250000 | ● | 250000 | 250000 | 250000 | ● | 250000 | 250000 | 250000
|  | OPEX | €/MW/a | 0 | 0 | 0 | ● | 0 | 0 | 0 | ● | 0 | 0 | 0
|  | Nominal investment | €/MW | 250000 | 250000 | 250000
|  | Fixed O&M | €/MW/a
17 | 4,5,7 | Electrolysis Offshore
|  | CAPEX | €/MW | 850000 | 680000 | 630000 | ● | 850000 | 680000 | 630000 | ● | 850000 | 680000 | 630000
|  | OPEX | €/MW/a | 18000 | 15000 | 14000 | ● | 18000 | 15000 | 14000 | ● | 18000 | 15000 | 14000
|  | Nominal investment | €/MW | 850000 | 680000 | 630000
|  | Fixed O&M | €/MW/a | 18000 | 15000 | 14000
|  | Lifetime assumptions | a | 25 | 28 | 30
18 | 8 | H2-Pipeline
|  | CAPEX | €/MW/km | 528.57 | 528.57 | 528.57 | ● | 528.57 | 528.57 | 528.57 | ● | 528.57 | 528.57 | 528.57
|  | OPEX | €/MW/km/a | 1.66 | 1.66 | 1.66 | ● | 1.66 | 1.66 | 1.66 | ● | 1.66 | 1.66 | 1.66
|  | Nominal investment | €/MW/km | 528.57 | 528.57 | 528.57
|  | Fixed O&M | €/MW/km/a | 1.66 | 1.66 | 1.66
19 | 1 | Electrolysis Onshore**
|  | CAPEX | €/MW | 550000 | 375000 | 325000 | ● | 550000 | 375000 | 325000 | ● | 550000 | 375000 | 325000
|  | OPEX | €/MW/a | 17500 | 12000 | 10500 | ● | 17500 | 12000 | 10500 | ● | 17500 | 12000 | 10500
|  | Nominal investment | €/MW | 550000 | 375000 | 325000
|  | Fixed O&M | €/MW/a | 17.5 | 12 | 10.5
|  | Lifetime assumptions | a | 25 | 18 | 30
20 | 1 | Gas turbine, open cycle - back pressure - natural gas - medium
|  | CAPEX | €/MW | 440000 | 425000 | 410000 | ● | 440000 | 425000 | 410000 | ● | 440000 | 425000 | 410000
|  | OPEX | €/MW/a | 7745 | 7584 | 7423 | ● | 7745 | 7584 | 7423 | ● | 7745 | 7584 | 7423
|  | Nominal Investment | €/MW | 440000 | 425000 | 410000
|  | Fixed O&M | €/MW/a | 7745 | 7584 | 7423
|  | Lifetime assumptions | year | 25 | 25 | 25
21 | 1 | Gas turbine, combined cycle - extraction - natural gas - large
|  | CAPEX | €/MW | 830000 | 815000 | 800000 | ● | 830000 | 815000 | 800000 | ● | 830000 | 815000 | 800000
|  | OPEX | €/MW/a | 27800 | 26900 | 26000 | ● | 27800 | 26900 | 26000 | ● | 27800 | 26900 | 26000
|  | Nominal Investment | €/MW | 830000 | 815000 | 800000
|  | Fixed O&M | €/MW/a | 27800 | 26900 | 26000
|  | Lifetime assumptions | year | 25 | 25 | 25
| Notes | Technology | Comment
| * | 11,12,13,14 | Currently all of Europes existing offshore wind is "bottom fixed"(= fixed offshore wind sits on the seabed). Beyond 60 metres sea depth floating offshore (= floating wind is tethered to the seabed) can be a cost-competitive form of installation. Based on exchanges with experts like wind europe and our own assumptions the working group scenario building assumes that the costs for floating will be higher (CAPEX 2030 - 1,61; 2040 - 1,21; 2050 - 1,16 / OPEX 2030 - 1,5; 2040 - 1,2; 2050 - 1,1) based on material costs (anchors, cables, moorings) that rise with sea depth and distance from the shore
| ** | 19 | Costs are based on the average between AEC and PEM technology

## 2.2.
2.2. Offshore Costs detailed calculation
|  | AC radial wind |  |  |  | Radial DC wind |  |  |  | Hub connected wind |  |  |  | Hub connected H2 wind |  |  |  | HVDC cables |  |  |  | Onshore HVDC Station |  |  |  | H2 Pipeline |  |  |  | Electrolysis offshore
|  | 2030 | 2040 | 2050 | Source | 2030 | 2040 | 2050 | Source | 2030 | 2040 | 2050 | Source | 2030 | 2040 | 2050 | Source | 2030 | 2040 | 2050 | Source | 2030 | 2040 | 2050 | Source | 2030 | 2040 | 2050 | Source | 2030 | 2040 | 2050 | Source
| CAPEX [M€/MW] | 1.8 | 1.65 | 1.64 |  | 2.47 | 2.31 | 2.29 |  | 2.06 | 1.9 | 1.88 |  | 2.31 | 2 | 1.9 | [5 empty] | 0.25 | 0.25 | 0.25 | [5 empty] | 0.85 | 0.68 | 0.63
| OPEX [M€/MW/year] | 0.058 | 0.051 | 0.049 |  | 0.073 | 0.066 | 0.064 |  | 0.065 | 0.058 | 0.056 |  | 0.093 | 0.078 | 0.073 | [13 empty] | 0.018 | 0.015 | 0.014
| CAPEX [M€/MW/km] | [16 empty] | 0.0016175 | 0.0016175 | 0.0016175 | [5 empty] | 0.00052857 | 0.00052857 | 0.00052857
| OPEX [M€/MW/km/year] | [16 empty] | 4.04e-05 | 4.04e-05 | 4.04e-05 | [5 empty] | 1.6593e-06 | 1.6593e-06 | 1.6593e-06
CAPEX [M€/MW] | Offshore wind | 1.56 | 1.4 | 1.38 |  | 1.56 | 1.4 | 1.38 |  | 1.56 | 1.4 | 1.38 |  | 1.57 | 1.42 | 1.4
| Turbine | 0.67 | 0.61 | 0.61 | [1] | 0.67 | 0.61 | 0.61 | [1] | 0.67 | 0.61 | 0.61 | [1] | 0.67 | 0.61 | 0.61 | [1]
| Foundation | 0.22 | 0.22 | 0.21 | [1] | 0.22 | 0.22 | 0.21 | [1] | 0.22 | 0.22 | 0.21 | [1] | 0.22 | 0.22 | 0.21 | [1]
| Installation & PM | 0.65 | 0.56 | 0.55 | [1] | 0.65 | 0.56 | 0.55 | [1] | 0.65 | 0.56 | 0.55 | [1] | 0.65 | 0.56 | 0.55 | [1]
| Array cables | 0.02 | 0.01 | 0.01 | [1] | 0.02 | 0.01 | 0.01 | [1] | 0.02 | 0.01 | 0.01 | [1] |  |  |  |  | hub | 2.31 | Hub onshore converter
| Platform expansion for electrolysis | [12 empty] | 0.03 | 0.028125 | 0.027656 | Background calculation sheet | hub h2 | 2.71 | hub -platform+eletrolyserincl platform
1.9
| Electrolysis | [12 empty] | 0.66 | 0.5 | 0.43 | [13 empty] | 0.85 | 0.68 | 0.63
| System | [12 empty] | 0.61 | 0.45 | 0.38 | Background calculation sheet | [12 empty] | 0.57 | 0.39 | 0.34 | [7]
| Water treatment | [12 empty] | 0.01 | 0.01 | 0.01 | [5] | [12 empty] | 0.01 | 0.01 | 0.01 | [5]
| Offshore/onshore electrical substation | [28 empty] | 0.04 | 0.04 | 0.04 | [5]
| Platform | [28 empty] | 0.2 | 0.2 | 0.2 | [4]
| Initial compression | [12 empty] | 0.0342 | 0.0342 | 0.0342 | background calculation | [12 empty] | 0.03 | 0.03 | 0.03 | background calculation
| Pipeline infrastructure | [12 empty] | 0.075 | 0.075 | 0.075 | [9 empty] | 0.00054098 | 0.00054098 | 0.00054098
| Array pipes | [12 empty] | 0.075 | 0.075 | 0.075 | [5]
| Transport pipe | [24 empty] | 0.00052857 | 0.00052857 | 0.00052857 | [8]
| Running compression | [24 empty] | 1.2413e-05 | 1.2413e-05 | 1.2413e-05 | background calc
| El infra | 0.24 | 0.25 | 0.26 | [1] | 0.91175 | 0.91175 | 0.91175 |  | 0.5 | 0.5 | 0.5
| cables |  |  |  |  | 0.16175 | 0.16175 | 0.16175 | [9 empty] | 0.0016175 | 0.0016175 | 0.0016175 | [4] [6] avg
| Offshore constructions / platforms incl converter |  |  |  |  | 0.5 | 0.5 | 0.5 |  | 0.5 | 0.5 | 0.5
| Onshore construction |  |  |  |  | 0.25 | 0.25 | 0.25
OPEX | WTG Variable O&M [€/MWh] | 3.89 | 3.42 | 3.25 | [1] | 3.89 | 3.42 | 3.25 | [1] | 3.89 | 3.42 | 3.25 | [1] | 3.89 | 3.42 | 3.25 | [1]
| WTG Fixed O&M [€/MW/y] | 39000 | 34000 | 33000 | [1] | 39000 | 34000 | 33000 | [1] | 39000 | 34000 | 33000 | [1] | 39000 | 34000 | 33000 | [1]
| HVCD cable O&M [€/y] |  |  |  |  | 4043.75 | 4043.75 | 4043.75 | [9 empty] | 4.0438e-05 | 4.0438e-05 | 4.0438e-05
| HVCD converter O&M [€/y] |  |  |  |  | 11250 | 11250 | 11250 |  | 7500 | 7500 | 7500
| Electrolyser o&M [€/y] | [12 empty] | 30738 | 22690 | 18908
| water treatment O&M [€/y] | [12 empty] | 286 | 286 | 286
| Compressor opex [M€/MW/y] | [12 empty] | 0.0045752 | 0.0045752 | 0.0045752 | background calculation | [12 empty] | 0.0045752 | 0.0045752 | 0.0045752 | background calculation
| Booster compressor opex [M€/MW/km/y] | [24 empty] | 1.6593e-06 | 1.6593e-06 | 1.6593e-06 | background calculation
Assumptions | FLH assumption [flh] | 4800 | 4850 | 4900 | [1] | 4800 | 4850 | 4900 | [1] | 4800 | 4850 | 4900 | [1] | 4800 | 4850 | 4900 | [1]
| cable distance [km] |  |  |  |  | 100 | 100 | 100
| HVDC cable O&M [%capex/y] |  |  |  |  | 2.5% | 2.5% | 2.5% | [4] | 2.5% | 2.5% | 2.5% | [4] |  |  |  |  | 2.5% | 2.5% | 2.5% | [4]
| HVDC converter O&M [%capex/y] |  |  |  |  | 1.5% | 1.5% | 1.5% | [4] | 1.5% | 1.5% | 1.5% | [4]
| Electrolyser O&M [%capex/y] | [12 empty] | 5% | 5% | 5% | [7] | [12 empty] | 2% | 2% | 2% | [7]
| water treatment O&M [%capex/y] | [12 empty] | 2% | 2% | 2% | [5] | [12 empty] | 2% | 2% | 2% | [5]
| platform opex [%capex/y] | [28 empty] | 1% | 1% | 1% | [4]
Specific investment | 525kV HVDC cable connection [M€/MW/km] |  |  |  |  | 0.001235 | 0.001235 | 0.001235 | [4] | 0.001235 | 0.001235 | 0.001235 | [4] |  |  |  |  | 0.001235 | 0.001235 | 0.001235 | [4] | 0.001235 | 0.001235 | 0.001235 | [4]
| 525kV HVDC cable connection [M€/MW/km] |  |  |  |  | 0.002 | 0.002 | 0.002 | [6] (NSWPH interpretation) | 0.002 | 0.002 | 0.002 | [6] (NSWPH interpretation) |  |  |  |  | 0.002 | 0.002 | 0.002 | [6] (NSWPH interpretation)
| Offshore HVDC hub module [M€/MW] |  |  |  |  | 0.5 | 0.5 | 0.5 | [6] (NSWPH interpretation) | 0.5 | 0.5 | 0.5 | [6] (NSWPH interpretation) |  |  |  |  | 0.5 | 0.5 | 0.5 | [6] (NSWPH interpretation) | 0.5 | 0.5 | 0.5 | [6] (NSWPH interpretation)
| Onshore HVDC hub module [M€/MW] |  |  |  |  | 0.25 | 0.25 | 0.25 | [6] (NSWPH interpretation) | 0.25 | 0.25 | 0.25 | [6] (NSWPH interpretation) | [8 empty] | 0.25 | 0.25 | 0.25 | [6] (NSWPH interpretation)
| Offshore Medium H2 new pipeline [M€/MW/km] | [24 empty] | 0.00052857 | 0.00052857 | 0.00052857 | [8] assuming 7 GW capacity of a 36" pipeline at 70 bar
0.0018491

## 3.
3. Commodity and CO2 prices
Commodity prices
It has been prioritized to have as few sources for commodity prices as possible. Commodity prices for different energy carriers are typically related, and therefore it is seen essential to collect them from the same source, as it represents one whole picture of the future price level. Must of the prises used for TYNDP 2024 is collected from EIAs report World Energy Outlook 2022. However, a few prices has to be found in other sources. These are the prices for lignite, biomethane, oil shale and imported ammonia. The prices used in this cycle, is shown in the tab “3.1. (price matrix 2024)”. For each price the respective source is given.
Notes and explanations
Prices from WEO
IEA has only provided prices for 2030 and 2050. Therefore interpolation has been used for the prices in 2040. IEA has not provided prices for “light oil” and “heavy oil”. These prices has ben derived from the “crude oil” price.
Biomethane
The price for biomethane is calculated based on CAPEX and OPEX numbers from the Danish technology catalogue. The calculation and assumptions are shown in the two tabs “3.6. (biogas + upgrade)” and “3.7. (Thermal gasification)”. it is calculated as discounted cash flows with a 5% discount rate. The final price for biomethane is considered as a blend of these two gasses, based on the respective shares of the potentials for each in EU. The final price is calculated in the tab “3.5.
(biomethane cost overview)”.
Amonia
For ammonia a tool developed by EWI is used to calculate the price. The assumptions for the tool input and the source is shown in the tab “3.3. (Import costs of Amonia)”.
Lignite
There is no price given for lignite in the WEO. For lignite is used same price as in the TYNDP 2022 cycle. The source for lighnite is available in the price matrix.
Shale oil
The use of Oil shale is minimal in EU. There is no world price on oil shale. The TSOs has provided the price. In 2024 oil shale price is considered to have the same price as in last cycle.
Price for blended gas
A blended gas price is used in the modeling. The blended price is calculated by the supply shares of methane, biomethane and synthetic methane, multiplied with the respectively prices for the gases. These calculation is shown in the tab “gas blends”. The blended gasprice will deffer between the scenarios.

## 3.1.
3.1 Commodity and CO2 prices |  | Same for all scenarios |  |  | As all scenarios aim for EU targets
Fuel | Unit | 2030 | 2040 | 2050 | Source | Further Info
Nuclear | €/GJ | 1.6808 | 1.6808 | 1.6808 | EIA (2022) - https://www.eia.gov/electricity/annual/html/epa_08_04.html | Includes fuel cost only
Lignite G1 (BG - MK - CZ) | €/GJ | 1.4 | 1.4 | 1.4 | Booze&co same as 2022 | https://www.dei.gr/media/qbmj0twz/understanding-lignite-generation-costs-in-europe.pdf
Lignite G2 (SK - DE - RS - PL - ME - UKNI - BA - IE) | €/GJ | 1.8 | 1.8 | 1.8 | Booze&co same as 2022
Lignite G3 (SL - RO - HU) | €/GJ | 2.37 | 2.37 | 2.37 | Booze&co same as 2022
Lignite G4 (GR - TR) | €/GJ | 3.1 | 3.1 | 3.1 | Booze&co same as 2022
Hard coal | €/GJ | 1.7769 | 1.6479 | 1.5189 | IEA 2022 (APS)
Natural Gas | €/GJ | 6.2895 | 5.6525 | 5.0156 | IEA 2022 (APS)
Crude oil | €/GJ | 9.1741 | 8.8874 | 8.6007 | IEA 2022 (APS)
CO2 price | €/ton | 113.4 | 147 | 168 | IEA 2022 (APS)
Hydrogen (blue ) | €/GJ | 17.64 | 15.12 | 15.12 | IEA 2022 (APS) - SMR with CCUS (90% capture)
Biomethane | €/Gj | 18.8038 | 18.0384 | 17.273 | Danish Technology cataloque
Synthetic Methane | €/Gj | 27.552 | 24.99 | 23.52 | IEA 2022 (APS) - renewable electricity, 70%, 55% and 50% of biogenic CO2.
Light oil | €/GJ | 11.7428 | 11.3758 | 11.0089 | Moddeled from crude oil price (+28%) | WEO STEPS forecast trend applying a 28% increase of price wrt to crude oil
Heavy oil | €/GJ | 9.6328 | 9.3317 | 9.0307 | Moddeled from crude oil price (+5%) | WEO STEPS forecast trend applying a 5% increase of price wrt to crude oil
Oil shale | €/GJ | 1.86 | 2.71 | 3.93 | Value from last cycle - no updates from TSOs available
Imported ammonia | €/GJ | 38.3026 | 30.1176 | 24.1113 | EWI tool calculation (100% reconverted)
Gas (blend of biomethane, synthetic gas and NG) NT | €/GJ | 7.497 | 8.987 |  | See tab 3.2
Gas (blend of biomethane, synthetic gas and NG) DE | €/GJ |  | 10.8625 | 17.9315 | See tab 3.2
Gas (blend of biomethane, synthetic gas and NG) GA | €/GJ |  | 9.7861 | 15.7665 | See tab 3.2
Interpolation
Interpolation is used for years where no data is available
|  | 99.1872 | 89.964 | 84.672
|  | 99.1872 | 89.964 | 84.672
Further Info
This blend will be updated when the data collection (NT) and ETM & ST (DE & GA) is finalised

## 3.2.
3.2 Gas blends calculation
NT+ demand |  |  | Global ambition |  |  |  |  | Distributed Energy
Demand from NT+ |  |  | Supply (in TWh) |  | 2040 | 2050 | Comment | Supply (in TWh) |  | 2040 | 2050 | Comment
Energy carriers | 2030 | 2040 | Import (EU) | Natural Gas | 1348.031 | 193.489 | Residual value | Import (EU) | Natural Gas | 1245.3431 | 126.5396 | Residual value
E-Methane | 4364.8829 | 68430.5319 |  | Biomethane | 45 | 90 | Shall be defined here |  | Biomethane | 45 | 90 | Shall be defined here
Other fossil gas | 74871.6842 | 47735.0483 |  | Synthetic Methane | 50 | 100 | Shall be defined here |  | Synthetic Methane | 50 | 100 | Shall be defined here
Biomethane | 219117.3642 | 318686.308 | Domestic production (EU) | Natural Gas | 104.5083 | 9.5671 | Production potential from data collection | Domestic production (EU) | Natural Gas | 104.5083 | 9.5671 | Production potential from data collection
Natural gas | 2024797.1236 | 1102054.3846 |  | Biomethane | 651.7209 | 856.1346 | Aggregation of country specified potentials |  | Biomethane | 766.7305 | 1070.1683 | Aggregation of country specified potentials
Methane (LNG) | 24464.816 | 43712.9386 |  | P2Methane | 46.0751 | 36.8601 | NT+ data as starting point + 15% in 2040 and + 20% in 2050 |  | P2Methane | 62.3369 | 74.8043 | NT+ data as starting point + 15% in 2040 and + 20% in 2050
Gas blend calculation NT+ |  |  |  | Gas blend calculation GA |  |  |  |  | Gas blend calculation DE
Total | 2030 | 2040 |  | Total | 2040 | 2050 |  |  | Total | 2040 | 2050
Methane | 2124133.6238 | 1193502.3715 |  | Methane | 1724.969 | 349.5045 |  |  | Methane | 1469.526 | 70.647
Biomethane | 219117.3642 | 318686.308 |  | Biomethane | 735.0575 | 1053.1514 |  |  | Biomethane | 811.7305 | 1160.1683
E-methane | 4364.8829 | 68430.5319 |  | E-methane | 70 | 280 |  |  | E-methane | 129.6266 | 300
Total | 2347615.871 | 1580619.2114 |  | Total | 2530.0264 | 1682.656 |  |  | Total | 2410.8832 | 1530.8153
Share | 2030 | 2040 |  | Share | 2040 | 2050 |  |  | Share | 2040 | 2050
Methane | 90.48% | 75.51% |  | Methane | 68.18% | 20.77% |  |  | Methane | 60.95% | 4.615%
Biomethane | 9.334% | 20.16% |  | Biomethane | 29.05% | 62.59% |  |  | Biomethane | 33.67% | 75.79%
E-methane | 0.1859% | 4.329% |  | E-methane | 2.767% | 16.64% |  |  | E-methane | 5.377% | 19.6%
Blended price | 2030 | 2040 |  | Blended price | 2040 | 2050 |  |  | Blended price | 2040 | 2050
Price (€/GJ) | 7.497 | 8.987 |  | Price (€/GJ) | 9.7861 | 15.7665 |  |  | Price (€/GJ) | 10.8625 | 17.9315
[10 empty] | 0.277 |  |  |  | NT+ |  | DE |  | GA
[14 empty] | 2030 | 2040 | 2040 | 2050 | 2040 | 2050
[10 empty] | 39.2148 | 64.7348 |  | Methane | 90.48% | 75.51% | 68.18% | 20.77% | 60.95% | 4.615%
[13 empty] | Biomethane | 9.334% | 20.16% | 29.05% | 62.59% | 33.67% | 75.79%
[13 empty] | E-methane | 0.1859% | 4.329% | 2.767% | 16.64% | 5.377% | 19.6%

## 3.3
3.2. Import Costs of Amonia and Hydrogen
Output from EWI tool: https://www.ewi.uni-koeln.de/en/tools/schaetzung-der-langfristigen-globalen-versorgungskosten-fuer-kohlenstoffarmen-wasserstoff/
|  | 2030 | 2040 | 2050
| Reconversion | 100% | 100% | 100% |  | Amonia import - direct use |  |  | Amonia reconversion |  |  |  | Assumptions in the EWI sheet:
|  | Import costs |  |  |  | 2030 | [6 empty] | •4 mio. t (134 TWh) green amonia import (REPower EU) (5 mio. T in 2040 and 6 mio. t. In 2050)
[5 empty] | 1 MWh = 3,6 GJ | Country | Kode | ($/MWh) |  |  |  |  | •Maximum 22,4 TWh (2030), from the 6 cheapest countries
Amonia import to Germany |  | 2030 | 2040 | 2050 |  | Qatar | QA | 107.9844 |  | 2030 |  |  | •Countries within pipeline distance to EU is deselected. (they are considdered to export pure H2 to EU instead)
Direct use (0%) | $/MWh | 115.5901 | 90.6304 | 72.2107 |  | Oman | OM | 112.4604 |  | Country | Kode | ($/MWh) | •100% is considdered to be reconverted to H2
with reconversion (100%) | $/MWh | 149.8797 | 117.8515 | 94.3486 |  | United Arab Emirates | AE | 112.8607 |  | Qatar | QA | 139.1404 | •Germany is selected as import country
Price share | $/MWh | 149.8797 | 117.8515 | 94.3486 |  | Saudi Arabia | SA | 113.6115 |  | Oman | OM | 145.2305
| $/GJ | 41.6332 | 32.7365 | 26.2079 |  | United States | US | 115.0531 |  | United Arab Emirates | AE | 145.4925
[6 empty] | Israel | IL | 115.5901 |  | Saudi Arabia | SA | 147.1037
[8 empty] | 112.9267 |  | United States | US | 148.9599
Amonia import to Germany |  | 2030 | 2040 | 2050 | [5 empty] | Israel | IL | 149.8797
Direct use (0%) | €/MWh | 106.3429 | 83.38 | 66.4338 | [7 empty] | 145.9678
with reconversion (100%) | €/MWh | 137.8893 | 108.4234 | 86.8007
Price share | €/MWh | 137.8893 | 108.4234 | 86.8007 |  | 2040
| €/GJ | 38.3026 | 30.1176 | 24.1113 |  | Country | Kode | ($/MWh)
[6 empty] | Qatar | QA | 85.5182 |  | 2040
[6 empty] | Oman | OM | 88.7955 |  | Country | Kode | ($/MWh)
[6 empty] | United Arab Emirates | AE | 89.2036 |  | Qatar | QA | 110.3296
[6 empty] | Saudi Arabia | SA | 89.3079 |  | Oman | OM | 114.873
[6 empty] | United States | US | 90.3168 |  | United Arab Emirates | AE | 115.145
[6 empty] | Israel | IL | 90.6304 |  | Saudi Arabia | SA | 115.9221
[8 empty] | 88.9621 |  | United States | US | 117.22
[10 empty] | Israel | IL | 117.8515
115.2235
2050
[6 empty] | Country | Kode | ($/MWh)
[6 empty] | Qatar | QA | 68.9846 |  | 2050
[6 empty] | Oman | OM | 71.3717 |  | Country | Kode | ($/MWh)
[6 empty] | Saudi Arabia | SA | 71.4308 |  | Qatar | QA | 89.2605
[6 empty] | United Arab Emirates | AE | 71.7754 |  | Oman | OM | 92.6552
[6 empty] | United States | US | 72.1867 |  | United Arab Emirates | AE | 92.9215
[6 empty] | Israel | IL | 72.2107 |  | Saudi Arabia | SA | 93.1195
[8 empty] | 71.3266 |  | United States | US | 94.0908
[10 empty] | Israel | IL | 94.3486
92.7327

## 3.4.
3.4 Commodity and CO2 price resource details
IEA WEO 2022 | [9 empty] | 1 MWh | = | 3,6 GJ
USD 2021 | 1 USD = | 0.84 | Euro
|  |  |  | IEA Net Zero |  |  | Announced pledges |  |  | Stated Policies
|  | 2010 | 2021 | 2030 | 2040 | 2050 | 2030 | 2040 | 2050 | 2030 | 2040 | 2050
CO2 | USD/tonne |  |  | 140 | 205 | 250 | 135 | 175 | 200 | 90 | 98 | 113 |  | Unit conversion
IEA Crude oil | USD/barrel | 96 | 69 | 35 |  | 24 | 64 |  | 60 | 82 |  | 95 | 4.2 | 1 boe = | 5.86 | GJ
Natural gas | USD/MMBtu | 9 | 9.5 | 4.6 |  | 3.8 | 7.9 |  | 6.3 | 8.5 |  | 9.2 |  | 1 MMBtu = | 1.0551 | GJ
Steam coal | USD/tonne | 113 | 120 | 52 |  | 42 | 62 |  | 53 | 60 |  | 64 |  | 1 tonne = | 29.31 | GJ
Nuclear | USD/MWh |  |  | 35 | 35 | 35 | 35 | 35 | 35 | 35 | 35 | 35 | including fuel, variable and fixed O&M and CO2 | 1 MWh = | 3.6 | GJ
Hydrogen production cost, SMR with CCUS | USD/GJ |  | 24 | 15 | 14 | 14 | 21 | 18 | 18 | 21 | 21 | 22 |  | 1 GJ = | 0.277 | MWh
Syntetic methane production cost, renewable electricity, DAC CO2 | USD/GJ |  | 78 | 40 | 34 | 31 | 44 | 38 | 35 | 48 | 42 | 39
Syntetic methane production cost, renewable electricity, biogenic CO2 | USD/GJ |  | 58 | 30 | 25 | 22 | 28 | 23 | 21 | 32 | 27 | 25
|  |  |  | IEA Net Zero |  |  | Announced pledges |  |  | Stated Policies
|  | 2010 | 2021 | 2030 | 2040 | 2050 | 2030 | 2040 | 2050 | 2030 | 2040 | 2050
CO2 | €(2021)/tonne |  |  | 117.6 | 172.2 | 210 | 113.4 | 147 | 168 | 75.6 | 82.32 | 94.92
Crude oil | €(2021)/GJ | [5 empty] | 9.1741 |  | 8.6007
Light oil (crude+28%) | €(2021)/GJ | 17.6142 | 12.6602 | 6.4218 |  | 4.4035 | 11.7428 |  | 11.0089 | 15.0455 |  | 17.4307
Heavy oil (crude+5%) | €(2021)/GJ | 14.4491 | 10.3853 | 5.2679 |  | 3.6123 | 9.6328 |  | 9.0307 | 12.342 |  | 14.2986
Natural gas | €(2021)/GJ | 7.1652 | 7.5633 | 3.6622 |  | 3.0253 | 6.2895 |  | 5.0156 | 6.7671 |  | 7.3244
Steam coal | €(2021)/GJ | 3.2385 | 3.4391 | 1.4903 |  | 1.2037 | 1.7769 |  | 1.5189 | 1.7195 |  | 1.8342
Nuclear | €(2021)/GJ |  |  | 1.6808
Hydrogen production cost, SMR with CCUS | €(2021)/GJ |  |  | 12.6 | 11.76 | 11.76 | 17.64 | 15.12 | 15.12 | 17.64 | 17.64 | 18.48
Syntetic methane production cost, renewable electricity, DAC CO2 | €(2021)/GJ |  |  | 33.6 | 28.56 | 26.04 | 36.96 | 31.92 | 29.4 | 40.32 | 35.28 | 32.76
Syntetic methane production cost, renewable electricity, biogenic CO2 | €(2021)/GJ |  |  | 25.2 | 21 | 18.48 | 23.52 | 19.32 | 17.64 | 26.88 | 22.68 | 21
[6 empty] | DAC share | 0.3 | 0.45 | 0.5
[6 empty] | Bio Share | 0.7 | 0.55 | 0.5
[6 empty] | Price | 27.552 | 24.99 | 23.52
https://www.eia.gov/electricity/annual/html/epa_08_04.html
Fuel $/MWh |  |  |  | Total
Year | Nuclear | Fossil Steam | Hydro-electric | Gas Turbine and Small Scale | Nuclear | Fossil Steam | Hydro-electric | Gas Turbine and Small Scale
2011 | 7.01 | 27.08 | -- | 38.8 | 24.7 | 35.09 | 8.88 | 44.54
2012 | 7.61 | 28.34 | -- | 30.45 | 27.42 | 37.2 | 11.34 | 35.67
2013 | 8.14 | 28.94 | -- | 32.56 | 27.29 | 37.92 | 10.88 | 37.92
2014 | 7.71 | 29.39 | -- | 37.06 | 26.79 | 39.04 | 11.9 | 42.6
2015 | 7.48 | 26.7 | -- | 28.22 | 25.71 | 37.26 | 13.42 | 33.24
2016 | 7.45 | 25.5 | -- | 24.97 | 25.36 | 36.08 | 10.98 | 30.19
2017 | 7.47 | 25.27 | -- | 26.48 | 24.38 | 35.41 | 10.29 | 31.76
2018 | 7.15 | 25.4 | -- | 27.35 | 23.86 | 35.86 | 10.65 | 32.43
2019 | 6.81 | 24.28 | -- | 23.11 | 23.73 | 36.66 | 10.8 | 28.33
2020 | 6.1 | 22.87 | -- | 19.65 | 21.92 | 34.86 | 12.71 | 24.55
2021 | 6.31 | 24.64 | -- | 25.78 | 22.74 | 35.66 | 12.3 | 30.18
7.2036
IEA WEO 2022
| 1 USD = | 0.89 | €
|  |  |  | Delayed Recovery |  |  | Sustainable development |  |  | Stated Policies
|  |  |  | 2025 | 2040 |  | 2025 | 2040 |  | 2030 | 2040
CO2 | USD/tonne | [6 empty] | 140 |  |  | 52 |  |  | 1 boe = | 5.86 | GJ
IEA Crude oil | USD/barrel |  |  | 59 | 72 |  | 57 | 53 |  | 76 | 85 |  |  | 1 MMBtu = | 1.0551 | GJ | NCV
Natural gas | USD/MMBtu |  |  | 6.3 | 7.6 |  | 4.8 | 4.9 |  | 7.5 | 7.9 |  |  | 1 tonne = | 29.31 | GJ
Steam coal | USD/tonne |  |  | 60 | 64 |  | 57 | 55 |  | 71 | 69 |  |  | 1 MWh = | 3.6 | GJ
|  |  |  | Delayed Recovery |  |  | Sustainable development |  |  | Stated Policies
|  |  |  | 2030 | 2040 | 2050 | 2030 | 2040 | 2050 | 2030 | 2040 | 2050
CO2 | €(2021)/tonne |  |  | Sustainable development 2040: 124.6; Stated Policies 2040: 46.28
Light oil (crude+28%) | €(2021)/GJ |  |  | 11.4698 | 13.997 |  | 11.081 | 10.3033 |  | 14.7746 | 16.5242
Heavy oil (crude+5%) | €(2021)/GJ |  |  | 9.4088 | 11.4819 |  | 9.0898 | 8.452 |  | 12.1198 | 13.555
Natural gas | €(2021)/GJ |  |  | 5.3142 | 6.4108 |  | 4.0489 | 4.1333 |  | 6.3264 | 6.6638
Steam coal | €(2021)/GJ |  |  | 1.8219 | 1.9434 |  | 1.7308 | 1.6701 |  | 2.1559 | 2.0952

## 3.5.
3.5 Biomethane Cost Overview
Overview biomethane costs (€/MWh) including feedstock |  |  |  | Biomethane costs used in the TYNDP 2022 (€/MWh) |  | 2050
Year | 2020 | 2030 | 2050 | Anaerobic digestion - 2050 |  | 0
biomethane - Anaerobic digestion including upgrade and injection | 69.7961 | 68.1778 | 66.1794 | Thermal gasification - 2050 |  | 0
SNG - Thermal gasification | 82.6159 | 61.3388 | 56.056
Guidehouse A gas for climate report | 2030 | 2050
Anaerobic digestion total (TWh) | 420 | 1001
Thermal gasification total (TWh) | 32 | 653 |  |  | Overview biomethane costs (€/MWh) including feedstock
Total | 452 | 1654 |  |  | Year |  | 2020 | 2030 | 2050
[5 empty] | biomethane - Anaerobic digestion including upgrade and injection |  | 69.7961 | 68.1778 | 66.1794
Shares based on potentials from "Guidehouse" | 2030 | 2050 |  |  | SNG - Thermal gasification |  | 82.6159 | 61.3388 | 56.056
Share anaerob digestion | 92.92% | 60.52% |  |  | Source: Technology data - Renewable fuels. Danish Energy Agency
Share thermal gasification | 7.08% | 39.48%
Source: "Biomethane production potentials in the EU" by Guidehouse, july 2022
Biomethane costs (€/MWh) | 2020 | 2030 | 2050
| 69.7961 | 67.6937 | 62.1827
*Before 2030 100% anaerobic costs is used
Biomethane costs (€/GJ) | 2020 | 2030 | 2050
| 19.3878 | 18.8038 | 17.273
*Before 2030 100% anaerobic costs is used

## 3.6.
Source: https://ens.dk/en/our-services/projections-and-models/technology-data/technology-data-renewable-fuels
3.6 Biogas + upgrade
| Data sheet for renewable fuels | [10 empty] | Biomethane costs calculations for TYNDP 2024
| Technology | Biogas plant, basic configuration | [9 empty] | Basic plant configuration |  |  | Biomethane costs calculation (no upgrade)
|  | 2015 | 2020 | 2030 | 2050 | Uncertainty (2020) |  | Uncertainty (2050) |  | Note | Ref | Plant size | 8.6829 | MW output | Year | 2020 | 2030 | 2050
| Energy/technical data |  |  |  |  | Lower | Upper | Lower | Upper |  |  | Input raw material | 365000 | tons/year | Total investment (mio €) | 14.8538 | 13.3684 | 12.0316
| Typical capacity (tons/year input) | [10 empty] | Outages | 10 | Days/year | CAPEX mio. €/YEAR | 1.1919 | 1.0727 | 0.96545
| Typical total plant size (MW output) | 9.2417 | 8.6829 | 8.6829 | 8.6829 | 8.3176 | 9.5512 | 8.3176 | 9.5512 | A |  | Lifetime | 20 | Years | OPEX mio. €/YEAR | 1.6907 | 1.7166 | 1.6994
[15 empty] | Total costs mio. €/year | 2.8826 | 2.7894 | 2.6649
| - Inputs | [10 empty] | Cost of capital
| Biomass (tons/year) | 365000 | 365000 | 365000 | 365000 | 365000 | 365000 | 365000 | 365000 | A B | 5/8/9 | WACC | 5 | % | Gasproduktion MWh/year | 73978.5376 | 73978.5376 | 73978.5376
| Aux. electricity (% of output energy) | 3.6969 | 3.8196 | 3.8196 | 3.8196 | 1.9195 | 6.7182 | 1.9195 | 6.7182 | A | 5/8/9 | Time | 20 | years
| Aux. electricity (kWh/ton input) | 8.1999 | 7.9596 | 7.9596 | 7.9596 | 4.2574 | 14 | 4 | 14 |  |  | Anual factor | 0.080243 |  | € /year/MWh gas produced | 38.9654 | 37.7049 | 36.0225
| Aux. process heat (% of output energy) | 8.3859 | 8.9256 | 8.9256 | 8.9256 | 7.198 | 11.9967 | 7.198 | 11.9967 | A | 5/8/9
| Aux. process heat (kWh/ton input)) | 18.6 | 18.6 | 18.6 | 18.6 | 15.9654 | 25 | 15 | 25 |  |  | Biomass Input costs |  |  | Feedstock costs (mio. €/year) | 2.0171 | 2.0171 | 2.0171
[12 empty] | Type | Input share | Price incl. transport (€/ton) | Feedstock cost €/MWh produced | 27.2662 | 27.2662 | 27.2662
| - Outputs | [10 empty] | Manure (pig and cattle) | 0.83789 | 3.3557
| Biogas (%) | 100 | 100 | 100 | 100 | 95.7922 | 110 | 95.7922 | 110 | F |  | Deep bed material | 0.084638 | 6.7114 | Including feed stock costs | 66.2316 | 64.9711 | 63.2887
| Biogas (GJ/ton input) | 0.79849 | 0.7502 | 0.7502 | 0.7502 | 0.71864 | 0.82523 | 0.71864 | 0.82523 | G | 9 | Manure, stable | 0.0024391 | 6.7114
| Biogas production, (MJ/S heating value) | [8 empty] | J |  | Straw | 0 | 67.3826 | Upgrade and injektion costs
[12 empty] | Industrial organic waste | 0.012009 | 40.2685 | Plant investment (€/MJ/s input) | 302000 | 272000 | 245000
| Forced outage (%) | 0 | 0 | 0 | 0 | [6 empty] | Household waste | 0.012462 | 18.8591 | Grid Injektion (€/MJ/s input) | 121000 | 109000 | 98000
| Planned outage (days per year) | 10 | 10 | 10 | 10 | [6 empty] | Energy crops | 0 | 34.8993 | Total CAPEX (plant size 5,92 MJ output/s) | 2504160 | 2255520 | 2030560
| Technical lifetime (years) | 20 | 20 | 20 | 20 | [6 empty] | Other | 0.05056 | 27.9195
| Construction time (years) | 1 | 1 | 1 | 1 | [6 empty] | Average cost of material (€/ton) |  | 5.5263 | Opex (€/MJ/s year) | 10600 | 9500 | 8600
[15 empty] | Total OPEX plant size | 62752 | 56240 | 50912
| Financial data | [10 empty] | Technical data biogas upgrade
| Specific investment (mio €/MW output) | 1.8141 | 1.7107 | 1.5396 | 1.3857 | 1.5396 | 1.9008 | 1.2471 | 1.5396 | A H C | 8/5 | Typical plant size | 5.92 | MJ output/s | Yearly costs €/year/plant | 263692.2771 | 237228.7603 | 213849.3878
| - of which equipment | - | - | [8 empty] | Typical total size | 1000 | Nm3/h | €/MWh produced | 3.5644 | 3.2067 | 2.8907
| - of which installation | - | - | [8 empty] | Capacity | 594 | Nm3/h
| Total O&M (€/MW/year) | 0 | 0 | 0 | 0 | 0 | 0 | 0 | 0 |  |  | Yearly capacity (11 kWh/NM3) | 57237.84 | MWh | Total costs for biogas including upgrade and injektion €/MWh) | 69.7961 | 68.1778 | 66.1794
| Total O&M (€/(ton input/year)) | 5.0332 | 4.632 | 4.7031 | 4.656 | 3.5184 | 6.4261 | 3.4182 | 6.6058 | A D I | 8/5 | Output | 40 | bar
| - of which O&M, excl el. and heat (€/(ton input/year)) | 4.1066 | 3.6728 | 3.4892 | 3.3147 | 2.8146 | 5.0501 | 2.5402 | 4.5578 | A D I | 8/5 | Lower calorific value | 36 | MJ/Nm3
| - of which electricity (€/(ton input/year)) | 0.51659 | 0.54922 | 0.80392 | 0.93128 | 0.29376 | 0.966 | 0.468 | 1.638 | K |  | Methane content in raw biogas | 60 | %
| - of which heat (€/(ton input/year)) | 0.41 | 0.41 | 0.41 | 0.41 | 0.41 | 0.41 | 0.41 | 0.41
Technology Specific data
| Methane emission (Nm3 CH4/ton input/year) | 0.44 | 0.42 | 0.42 | 0.42 | 0.17 | 0.88 | 0.17 | 0.88 | J | 12
| Feed stock input | 365000 | 365000 | 365000 | 365000
| MWh produced | 78739.6528 | 73978.5376 | 73978.5376 | 73978.5376 | 70865.6876 | 81376.3914 | 70865.6876 | 81376.3914
Biomass | Share, 2015 | Share, 2020 | Price per ton (€), incl transport
Manure (pig and cattle) | 79.8% | 83.79% | 3.3557 | 2.8117
Deep bed material | 8% | 8.464% | 6.7114 | 0.56804 |  | #NAME?
Manure, stable | 6.1% | 0.2439% | 6.7114 | 0.01637
Straw | 0% | 0% | 67.3826 | 0
Industrial organic waste | 1% | 1.201% | 40.2685 | 0.48358
Household waste | 1.6% | 1.246% | 18.8591 | 0.23503
Energy crops | 0% | 0% | 34.8993 | 0 |  | 5.5263 | €/ton
Other | 3.5% | 5.056% | 27.9195 | 1.4116
"Udvikling og effektivisering af biogasproduktionen I Danmark – Delrapport 1 og 2”, Danish Energy Agency Biogas Taskforce 2015.
”Anvendelse af biogas til el- og varmeproduktion, analyser for Biogas Taskforce”, Ea Energianalyse, 2014
"Biomasse til biogasanlæg i Danmark - på kort og langt sigt", Agrotech, November 2013
”Miljøeffekter af metanlækage på biogasanlæg”, Agrotek, 2015

## 3.7.
3.6. Thermal gasification
Source: https://ens.dk/en/our-services/projections-and-models/technology-data/technology-data-renewable-fuels
| Technology | Gasifier, biomass, bio-SNG, medium - large scale | [9 empty] | Thermal gasification costs calculations for TYNDP 2024
|  | 2015 | 2020 | 2030 | 2050 | Uncertainty (2020) |  | Uncertainty (2050) |  | Note | Ref
| Energy/technical data |  |  |  |  | Lower | Upper | Lower | Upper |  |  | Basic plant configurations |  |  | Biomethane costs calculation (no upgrade)
| Typical fuel input capacity, one unit (MWth) | 32 | 154 | 400 | 400 | [5 empty] | 12;13 | Size (input) | 154-400 | MWth | Year | 2020 | 2030 | 2050
[12 empty] | Output (SNG) | 60-70 | % | Plant size MWhth | 154 | 400 | 400
| - Input | [8 empty] | B |  | Heat | 20 | % | Total investment (mio €) | 385 | 640 | 600
| Biomass (% of input capacity) | 91 | 100 | 100 | 100 | [6 empty] | Outeges unplanned | 3 | % | CAPEX mio. €/YEAR | 30.8934 | 51.3553 | 48.1456
| Electricity (% of input capacity) | 9 | 0 | 0 | 0 |  |  |  |  | B |  | Planned | 3 | week/year | OPEX mio. €/YEAR | 9.5207 | 15.9257 | 14.7653
[12 empty] | Lifetime | 20 | years | Total yearly costs (Mio €/year) | 40.4141 | 67.2809 | 62.9109
| - Output | [8 empty] | B |  | Running hours | 8008.32 | h/year
| Bio SNG (% of fuel input) | 56 | 60 | 63 | 70 | 58 | 65 | 65 | 75 | G | 21;19;13/17/19; |  |  |  | Yearly produktion of SNG (MWh) | 739968.768 | 2018096.64 | 2242329.6
| Heat (% of input) | 15 | 20 | 22 | 20 |  |  |  |  | H | 21;19;13/17/19; | Cost of capital
[12 empty] | Discount rate | 5 | % | Produktion cost €/MWh gas produced | 54.6159 | 33.3388 | 28.056
| Unplanned outage (%) | 3 | 3 | 3 | 3 | [6 empty] | Time | 20 | years
| Planned outage (weeks per year) | 3 | 3 | 3 | 3 | [6 empty] | Anual factor | 0.080243 |  | Feedstock cost (from biomethane tool) €/MWh | 28 | 28 | 28
| Technical lifetime (years) | 15 | 20 | 20 | 20
| Construction time (years) | 2.5 | 2.5 | 2.5 | 2.5 | [9 empty] | Total cost of SNG inclusive feedstock | 82.6159 | 61.3388 | 56.056
Financial data
| Specific investment (M€/MWth) | 4 | 2.5 | 1.6 | 1.5 | 1.8 | 3 | 1.4 | 2.6 | E | 12+21;12+19+13;15/17
| - of which equipment | -
| - of which installation | -
| Fixed O&M (€/MWth/year) | 80500 | 40200 | 26200 | 24100 | 30200 | 50300 | 18100 | 30200 | F | 12/21;12/21+13/17/19
| Variable O&M (€/MWhth) | 5.3 | 2.7 | 1.7 | 1.6 | 1.8 | 3.5 | 1.1 | 2.1 | F | 12/21;12/21+13/17/19
Technology specific data
| Warm start-up time (hours) | 6 | 6 | 6 | 6 |  |  |  |  | C
| Cold start-up time (hours) | 12 | 12 | 12 | 12 |  |  |  |  | C
Environment
| NOX (g per GJ fuel) | 16 | 20 | 20 | 20 |  |  |  |  | D | 23, 29
| CH4 (g per GJ fuel) | 0 | 0 | 0 | 0 |  |  |  |  | D | 29
| N2O (g per GJ fuel) | 0.3 | 1 | 1 | 0 |  |  |  |  | D | 23, 29
References:
1 | Commissioning of the GoBiGas 20 MW biomethane plant. Thuman 2015
2 | Forgasning – Fase 2. Økonomi, videnindhentning og samarbejde. DGC Februar 2012.
3 | Gassner & Marechal, 2012
4 | Bio2G - A full scale reference plant in Sweden for production of bio-SNG, E.ON (Möller) 2013.
5 | Tunå & Hulteberg, 2014.
6 | Force, Technology data for advanced bioenergy fuels, 2013
Notes:
A | With flue gas condensation
B | Generally the plants' electricity generation is assumed to balance the consumption
C | Assumed to be in the same magnitude as a coal fired power plant
D | 2015 data for NOX and N2O origin from [23]. Other values are assumed to be in the same magnitude as a biomass fired PF power plant (pellets)
E | For 2015, values reflect the 20 MWgas Swedish GoBiGas Phase 1 demonstration project. A proportionality factor of 0.7 is assumed to apply when going from 2015 to 2020 based on the anticipated upscaling from 20 MWgas to 100 MWgas [21]. For 2030, the figure is an average of a value from theoretical studies [17] multiplied by 1.4 and a value from feasibility studies [19] multiplied by 1.15. From 2030 to 2050 simply a reduction of 10% has been assumed to reflect a learning curve.
F | Assumed that the total O&M costs splits in 1/3 variable, 2/3 fixed costs, 8000 h/year
G | Efficiencies are expected to improve gradually from presently demonstrated level, to values corresponding to various studies for large plants in 2030, and gradual increase to 2050. It is assumed that a total efficiency of 90% can be obtained.
H | Heat at normal district heating temprature set 80/50 deg. Additional low temperature heat for heat pumps is possible. For uncertainty values, a higher heat output can be expected at low gas output and vice versa.

## 4.
Extra EU Import Potentials
Import potentials for Hydrogen
- To make a total picture of the hydrogen import potentials to EU, data from several studies has been used. The reason so many studies are needed, is that the studies has a different focus. PCI project has e.g. focus on the near future (next ten years) while the IRENA study has foucus on supplies for 2050. The final potential is made by taking the maximum value from each region for 2030, 2040 and 2050. By doing this, the potential shall be seen as the absolut maximum potential.
Only deviation from this methodology is that interpolation between 2030 and 2040 values has been used for shipped H2 in 2040. This has been done, since no relevant value was available, and to create a logical shape of the import potential for shipped H2. - The H2 imports will be modelled with ex-ante capacities (import potentials) & costs for each importer country: ----> The H2 import potentials will be same for both deviation scenario (4.1.).
----> The H2 import costs will be differentiated among deviation scenairo (4.3.).

## 4.1.
4.1. Import Potentials for Hydrogen
Source: TYNDP 2022 PCI projects
TYNDP PCI project for 2022
Exporter | Importer | 2030 | 2040 | 2050
Algeria | Italy | 163.52 | 259 | 259
Algeria | Spain | 0 | 89.425 | 89.425
North africa total |  | 163.52 | 348.425 | 348.425
Norway | Belgium | 0 | 73 | 73
Norway | Germany | 151.11 | 151.11 | 151.11
Norway total |  | 151.11 | 224.11 | 224.11
Ukraine | Hungary | 0 | 54.75 | 54.75
Ukraine | Romania | 0 | 62.707 | 62.707
Ukraine | Slovakia | 87.6 | 113.88 | 113.88
Ukraine total |  | 87.6 | 231.337 | 231.337
Ship |  | 164 | 164 | 164
Total |  | 573.53 | 1000.472 | 1049.272
European Hydrogen Backbone: https://ehb.eu/files/downloads/1653999355_EHB-Supply-corridors-presentation-Full-compressed-1.pdf
EHB (TWh/year)
Import potential | 2030 | 2040 | 2050
Norway | 39 | 134 | 88
North Africa | 70 | 196 | 490
Ukraine | 12 | 50 | 100
Total | 121 | 380 | 678
IEA Global Hydrogen Review: https://www.iea.org/reports/global-hydrogen-review-2022
IEA (TWh/year)
Import potentials | 2030 | 2040 | 2050
Shipping | 199.98 | 274.9725 | No data
IRENA: https://iea.blob.core.windows.net/assets/c5bc75b1-9e4d-460d-9056-6e8e626a11c4/GlobalHydrogenReview2022.pdf
IRENA (TWh/year)
Import | 2030 | 2040 | 2050
Ship |  |  | 250
H2 from North Africa |  |  | 661.6667
NH3 from North Africa |  |  | 446.1111
Total |  |  | 1357.7778
Morocco H2 strategy: https://www.mem.gov.ma/Lists/Lst_rapports/Attachments/36/Feuille%20de%20route%20de%20hydrog%C3%A8ne%20vert.pdf
Morocco H2 strategy (TWh/year)
Import | 2030 | 2040 | 2050
From Morooco to Spain | 7 | 33 | 81
New data after consultation - UK is included
| UK | UK | UK
| 2030 | 2040 | 2050
Green | 0 | 160 | 279
Blue | 30 | 30 | 0
Grid | 10 | 14 | 18
Total | 40 | 204 | 297
Demand | 27 | 171 | 248
Export | 13 | 33 | 49
204
Import potentials (approved numbers) TWh/year
Region | 2030 | 2040 | 2050
Norway | 151.11 | 224.11 | 224.11
UK | 40 | 204 | 297
North Africa | 77 | 381.425 | 661.6667
Ukraine | 87.6 | 231.337 | 231.337
By Ship | 199.98 | 448.0456 | 696.1111
Total | 555.69 | 1488.9176 | 2110.2248
Only 2040 import by ship is interpolated, to give a more natural shape of the import potential.

## 4.2.
4.2. Import Potentials for Methane
Methane MAX import potentials (TWh/year)
Country | 2030 | 2040 | 2050
Algeria | 456.7432 | 456.7432 | 456.7432
Azerbaijan | 228.2072 | 228.2072 | 228.2072
Libya | 116.7342 | 116.7342 | 116.7342
Norway | 1420.5405 | 1088.6385 | 1088.6385
Turkey | 63.1609 | 63.1609 | 63.1609
Turkmenistan | 336.3113 | 336.3113 | 336.3113
Russia (via Ukraine and Turkey) | 380 | 380 | 380 | (Current flows 26/6 2023)
Cyprus / Israel | 110 | 110 | 110
Total | 3111.6974 | 2779.7954 | 2779.7954
LNG MAX import potentials (TWh/year)
Region | 2030 | 2040 | 2050
LNG Middle East | 379.1692 | 387.1992 | 387.1992
LNG North Africa | 221.3117 | 200.4508 | 200.4508
LNG North America | 479.2697 | 473.4426 | 473.4426
LNG Other | 385.8115 | 403.2568 | 403.2568
Total | 1465.562 | 1464.3495 | 1464.3495

## 4.3.
4.3. Import Prices for Hydrogen and Ammonia
price Source: https://ehb.eu/files/downloads/EHB-Supply-corridor-presentation-Full-version.pdf
H2 by pipeline base prices |  |  |  |  | Price used in the model including modification
YEAR | Exporter | Importer | Base price from source [€/MWh] |  |  |  |  | National trends |  | Global ambition |  | Distributed Energy
2030 | UK |  | 70 |  | YEAR | CORRIDOR | Type | OFFER PRICE [€/MWh] | MAX ENERGY YEAR [GWh] | OFFER PRICE [€/MWh] | MAX ENERGY YEAR [GWh] | OFFER PRICE [€/MWh] | MAX ENERGY YEAR [GWh]
2030 | DZ | ES | 63 |  | 2030 | DZ-ES-LOW | Pure Hydrogen |  | 0
2030 | MA | ES | 63 |  | 2030 | DZ-ES-HIGH | Pure Hydrogen |  | 0
2030 | DZ | IT | 63 |  | 2030 | MA-ES-LOW | Pure Hydrogen |  | 0
2030 | NO | DE | 48 |  | 2030 | MA-ES-HIGH | Pure Hydrogen |  | 0
2030 | UA | RO | 78 |  | 2030 | DZ-IT-LOW | Pure Hydrogen | Fixed quantity | 36090
2030 | UA | HU | 78 |  | 2030 | DZ-IT-HIGH | Pure Hydrogen |  | 0
2030 | UA | SK | 78 |  | 2030 | NO-DE-LOW | Pure Hydrogen | Fixed quantity | 45300
2035 | UK |  | 63.25 |  | 2030 | NO-DE-HIGH | Pure Hydrogen |  | 0
2035 | DZ | ES | 52.5 |  | 2030 | NO-BE-LOW | Pure Hydrogen |  | 0
2035 | MA | ES | 52.5 |  | 2030 | NO-BE-HIGH | Pure Hydrogen |  | 0
2035 | DZ | IT | 52.5 |  | 2030 | UA-RO-LOW | Pure Hydrogen |  | 0
2035 | NO | DE | 48 |  | 2030 | UA-RO-HIGH | Pure Hydrogen |  | 0
2035 | NO | BE | 48 |  | 2030 | UA-HU-LOW | Pure Hydrogen |  | 0
2035 | UA | RO | 64.5 |  | 2030 | UA-HU-HIGH | Pure Hydrogen |  | 0
2035 | UA | HU | 64.5 |  | 2030 | UA-SK-LOW | Pure Hydrogen | Fixed quantity | 26280
2035 | UA | SK | 64.5 |  | 2030 | UA-SK-HIGH | Pure Hydrogen |  | 0
2040 | UK |  | 56.5 |  | 2030 | Shipped import-BE-LOW | Liquified H2 carrier (e.g. Ammonia) | Fixed quantity | 20000
2040 | DZ | ES | 42 |  | 2030 | Shipped import-BE-HIGH | Liquified H2 carrier (e.g. Ammonia) |  | 0
2040 | MA | ES | 42 |  | 2030 | Shipped import-FR-LOW | Liquified H2 carrier (e.g. Ammonia) | Fixed quantity | 5000
2040 | DZ | IT | 42 |  | 2030 | Shipped import-FR-HIGH | Liquified H2 carrier (e.g. Ammonia) |  | 0
2040 | NO | DE | 48 |  | 2030 | Shipped import-DE-LOW | Liquified H2 carrier (e.g. Ammonia) | Fixed quantity | 5000
2040 | NO | BE | 48 |  | 2030 | Shipped import-DE-HIGH | Liquified H2 carrier (e.g. Ammonia) |  | 0 |  |  |  |  | Low price band
2040 | UA | RO | 51 |  | 2030 | Shipped import-NL-LOW | Liquified H2 carrier (e.g. Ammonia) | Fixed quantity | 30000 | [5 empty] | 2040 |  | 2050
2040 | UA | HU | 51 |  | 2030 | Shipped import-NL-HIGH | Liquified H2 carrier (e.g. Ammonia) |  | 0 | [5 empty] | DE | GA | DE | GA
2040 | UA | SK | 51 |  | 2035 | DZ-ES-LOW | Pure Hydrogen | Fixed quantity | 17800 | 36.4219 | 22250 | 42.3281 | 13350 | Marocco | 36.225 | 26.775 | 36 | 27
2045 | UK |  | 56.5 |  | 2035 | DZ-ES-HIGH | Pure Hydrogen |  | 0 | 60.7031 | 22250 | 70.5469 | 31150 | Algeria | 36.225 | 26.775 | 36 | 27
2045 | DZ | ES | 42 |  | 2035 | MA-ES-LOW | Pure Hydrogen | Fixed quantity | 6600 | 36.4219 | 10000 | 42.3281 | 4950 | Ukraine | 43.9875 | 32.5125 | 59 | 43
2045 | MA | ES | 42 |  | 2035 | MA-ES-HIGH | Pure Hydrogen |  | 0 | 60.7031 | 10000 | 70.5469 | 15050 | Norway | 41 | 31 | 41 | 31
2045 | DZ | IT | 42 |  | 2035 | DZ-IT-LOW | Pure Hydrogen | Fixed quantity | 78910 | 36.4219 | 82250 | 42.3281 | 49350 | Ammonia | Fixed quantity | Fixed quantity
2045 | NO | DE | 48 |  | 2035 | DZ-IT-HIGH | Pure Hydrogen |  | 0 | 60.7031 | 82250 | 70.5469 | 115150
2045 | NO | BE | 48 |  | 2035 | NO-DE-LOW | Pure Hydrogen | Fixed quantity | 52850 | 33.3 | 75500 | 38.7 | 42800 | High price band | 2040 |  | 2050
2045 | UA | RO | 51 |  | 2035 | NO-DE-HIGH | Pure Hydrogen |  | 0 | 55.5 | 75500 | 64.5 | 108200 |  | DE | GA | DE | GA
2045 | UA | HU | 51 |  | 2035 | NO-BE-LOW | Pure Hydrogen | Fixed quantity | 14600 | 33.3 | 18250 | 38.7 | 10950 | Marocco | 60 | 45 | 60 | 42
2045 | UA | SK | 51 |  | 2035 | NO-BE-HIGH | Pure Hydrogen |  | 0 | 55.5 | 18250 | 64.5 | 25550 | Algeria | 60 | 45 | 60 | 42
2050 | UK |  | 56.5 |  | 2035 | UA-RO-LOW | Pure Hydrogen | Fixed quantity | 12600 | 44.7469 | 15750 | 52.0031 | 9450 | Ukraine | 73 | 54 | 59 | 41
2050 | DZ | ES | 42 |  | 2035 | UA-RO-HIGH | Pure Hydrogen |  | 0 | 74.5781 | 15750 | 86.6719 | 22050 | Norway | 69 | 51 | 69 | 48
2050 | MA | ES | 42 |  | 2035 | UA-HU-LOW | Pure Hydrogen | Fixed quantity | 11000 | 44.7469 | 13750 | 52.0031 | 8250 | Ammonia | 125 | 92 | 104 | 69
2050 | DZ | IT | 42 |  | 2035 | UA-HU-HIGH | Pure Hydrogen |  | 0 | 74.5781 | 13750 | 86.6719 | 19250
2050 | NO | DE | 48 |  | 2035 | UA-SK-LOW | Pure Hydrogen | Fixed quantity | 35940 | 44.7469 | 50500 | 52.0031 | 28800
2050 | NO | BE | 48 |  | 2035 | UA-SK-HIGH | Pure Hydrogen |  | 0 | 74.5781 | 50500 | 86.6719 | 72200
2050 | UA | RO | 51 |  | 2035 | Shipped import-BE-LOW | Liquified H2 carrier (e.g. Ammonia) | Fixed quantity | 32415 | Fixed quantity | 32415 | Fixed quantity | 32415
2050 | UA | HU | 51 |  | 2035 | Shipped import-BE-HIGH | Liquified H2 carrier (e.g. Ammonia) |  | 0 | 113.9138 | 44335 | 132.3862 |  | H2 import prices (€/MWh)
2050 | UA | SK | 51 |  | 2035 | Shipped import-FR-LOW | Liquified H2 carrier (e.g. Ammonia) | Fixed quantity | 6885 | Fixed quantity | 6885 | Fixed quantity | 6885 |  | ----------------------------------- 2040 -----------------------------------
[5 empty] | 2035 | Shipped import-FR-HIGH | Liquified H2 carrier (e.g. Ammonia) |  | 0 | 113.9138 | 69865 | 132.3862 |  | Scenario | DE |  | GA
Ammonia by ship - based on prices from sheet 3.3 |  |  |  |  | 2035 | Shipped import-DE-LOW | Liquified H2 carrier (e.g. Ammonia) | Fixed quantity | 6885 | Fixed quantity | 6885 | Fixed quantity | 6885 | Import source | Low band | High band | Low band | High band
YEAR | Exporter | Importer | Base price from source [€/MWh] |  | 2035 | Shipped import-DE-HIGH | Liquified H2 carrier (e.g. Ammonia) |  | 0 | 113.9138 | 69865 | 132.3862 |  | Marocco | 36.225 | 60 | 26.775 | 45
2030 |  |  | 137.9 |  | 2035 | Shipped import-NL-LOW | Liquified H2 carrier (e.g. Ammonia) | Fixed quantity | 51525 | Fixed quantity | 51525 | Fixed quantity | 51525 | Algeria | 36.225 | 60 | 26.775 | 45
2035 |  |  | 123.15 |  | 2035 | Shipped import-NL-HIGH | Liquified H2 carrier (e.g. Ammonia) |  | 0 | 113.9138 | 25225 | 132.3862 |  | Ukraine | 43.9875 | 73 | 32.5125 | 54
2040 |  |  | 108.4 | 0 | 2040 | DZ-ES-LOW | Pure Hydrogen | Fixed quantity | 35600 | 26.775 | 44500 | 36.225 | 26700 | Norway | 41 | 69 | 31 | 51
2045 |  |  | 97.6 |  | 2040 | DZ-ES-HIGH | Pure Hydrogen | 52.5 | 53400 | 44.625 | 44500 | 60.375 | 62300 | Ammonia | Fixed quantity | 125 | Fixed quantity | 92
2050 |  |  | 86.8 |  | 2040 | MA-ES-LOW | Pure Hydrogen | Fixed quantity | 13200 | 26.775 | 16500 | 36.225 | 9900
[5 empty] | 2040 | MA-ES-HIGH | Pure Hydrogen | 52.5 | 19800 | 44.625 | 16500 | 60.375 | 23100 |  | ----------------------------------- 2050 -----------------------------------
[5 empty] | 2040 | DZ-IT-LOW | Pure Hydrogen | Fixed quantity | 121730 | 26.775 | 129500 | 36.225 | 77700 |  | DE |  | GA
[5 empty] | 2040 | DZ-IT-HIGH | Pure Hydrogen | 52.5 | 137270 | 44.625 | 129500 | 60.375 | 181300 | Import source | Low band | High band | Low band | High band
[5 empty] | 2040 | NO-DE-LOW | Pure Hydrogen | Fixed quantity | 60400 | 30.6 | 75500 | 41.4 | 45300 | Marocco | 36 | 60 | 27 | 42
[5 empty] | 2040 | NO-DE-HIGH | Pure Hydrogen | 60 | 90600 | 51 | 75500 | 69 | 105700 | Algeria | 36 | 60 | 27 | 42
[5 empty] | 2040 | NO-BE-LOW | Pure Hydrogen | Fixed quantity | 29200 | 30.6 | 36500 | 41.4 | 21900 | Ukraine | 59 | 59 | 43 | 41
[5 empty] | 2040 | NO-BE-HIGH | Pure Hydrogen | 60 | 43800 | 51 | 36500 | 69 | 51100 | Norway | 41 | 69 | 31 | 48
[5 empty] | 2040 | UA-RO-LOW | Pure Hydrogen | Fixed quantity | 25200 | 33 | 31500 | 44 | 18900 | Ammonia | Fixed quantity | 104 | Fixed quantity | 69
[5 empty] | 2040 | UA-RO-HIGH | Pure Hydrogen | 63.75 | 37800 | 54.1875 | 31500 | 73.3125 | 44100
[5 empty] | 2040 | UA-HU-LOW | Pure Hydrogen | Fixed quantity | 22000 | 32.5125 | 27500 | 43.9875 | 16500
[5 empty] | 2040 | UA-HU-HIGH | Pure Hydrogen | 63.75 | 33000 | 54.1875 | 27500 | 73.3125 | 38500
[5 empty] | 2040 | UA-SK-LOW | Pure Hydrogen | Fixed quantity | 45600 | 32.5125 | 57000 | 43.9875 | 34200
[5 empty] | 2040 | UA-SK-HIGH | Pure Hydrogen | 63.75 | 68400 | 54.1875 | 57000 | 73.3125 | 79800
[5 empty] | 2040 | Shipped import-BE-LOW | Liquified H2 carrier (e.g. Ammonia) | Fixed quantity | 44830 | Fixed quantity | 44830 | Fixed quantity | 44830
[5 empty] | 2040 | Shipped import-BE-HIGH | Liquified H2 carrier (e.g. Ammonia) | 108.4 | 58170 | 92.14 | 58170 | 124.66
[5 empty] | 2040 | Shipped import-FR-LOW | Liquified H2 carrier (e.g. Ammonia) | Fixed quantity | 8770 | Fixed quantity | 8770 | Fixed quantity | 8770
[5 empty] | 2040 | Shipped import-FR-HIGH | Liquified H2 carrier (e.g. Ammonia) | 108.4 | 94230 | 92.14 | 94230 | 124.66
[5 empty] | 2040 | Shipped import-DE-LOW | Liquified H2 carrier (e.g. Ammonia) | Fixed quantity | 8770 | Fixed quantity | 8770 | Fixed quantity | 8770
[5 empty] | 2040 | Shipped import-DE-HIGH | Liquified H2 carrier (e.g. Ammonia) | 108.4 | 94230 | 92.14 | 94230 | 124.66
[5 empty] | 2040 | Shipped import-NL-LOW | Liquified H2 carrier (e.g. Ammonia) | Fixed quantity | 73050 | Fixed quantity | 73050 | Fixed quantity | 73050
[5 empty] | 2040 | Shipped import-NL-HIGH | Liquified H2 carrier (e.g. Ammonia) | 108.4 | 29950 | 92.14 | 29950 | 124.66
[5 empty] | 2045 | DZ-ES-LOW | Pure Hydrogen |  |  | 25.9875 | 44500 | 36.225 | 26700
[5 empty] | 2045 | DZ-ES-HIGH | Pure Hydrogen |  |  | 43.3125 | 44500 | 60.375 | 62300
[5 empty] | 2045 | MA-ES-LOW | Pure Hydrogen |  |  | 25.9875 | 28500 | 36.225 | 17100
[5 empty] | 2045 | MA-ES-HIGH | Pure Hydrogen |  |  | 43.3125 | 28500 | 60.375 | 39900
[5 empty] | 2045 | DZ-IT-LOW | Pure Hydrogen |  |  | 25.9875 | 129500 | 36.225 | 77700
[5 empty] | 2045 | DZ-IT-HIGH | Pure Hydrogen |  |  | 43.3125 | 129500 | 60.375 | 181300
[5 empty] | 2045 | NO-DE-LOW | Pure Hydrogen |  |  | 29.7 | 75500 | 41.4 | 45300
[5 empty] | 2045 | NO-DE-HIGH | Pure Hydrogen |  |  | 49.5 | 75500 | 69 | 105700
[5 empty] | 2045 | NO-BE-LOW | Pure Hydrogen |  |  | 29.7 | 36500 | 41.4 | 21900
[5 empty] | 2045 | NO-BE-HIGH | Pure Hydrogen |  |  | 49.5 | 36500 | 69 | 51100
[5 empty] | 2045 | UA-RO-LOW | Pure Hydrogen |  |  | 32 | 31500 | 44 | 18900
[5 empty] | 2045 | UA-RO-HIGH | Pure Hydrogen |  |  | 52.5938 | 31500 | 73.3125 | 44100
[5 empty] | 2045 | UA-HU-LOW | Pure Hydrogen |  |  | 31.5563 | 27500 | 43.9875 | 16500
[5 empty] | 2045 | UA-HU-HIGH | Pure Hydrogen |  |  | 52.5938 | 27500 | 73.3125 | 38500
[5 empty] | 2045 | UA-SK-LOW | Pure Hydrogen |  |  | 31.5563 | 57000 | 43.9875 | 34200
[5 empty] | 2045 | UA-SK-HIGH | Pure Hydrogen |  |  | 52.5938 | 57000 | 73.3125 | 79800
[5 empty] | 2045 | Shipped import-BE-LOW | Liquified H2 carrier (e.g. Ammonia) |  |  | Fixed quantity | 44830 | Fixed quantity | 44830
[5 empty] | 2045 | Shipped import-BE-HIGH | Liquified H2 carrier (e.g. Ammonia) |  |  | 80.52 | 89170 | 114.68 | 33622.5
[5 empty] | 2045 | Shipped import-FR-LOW | Liquified H2 carrier (e.g. Ammonia) |  |  | Fixed quantity | 8770 | Fixed quantity | 8770
[5 empty] | 2045 | Shipped import-FR-HIGH | Liquified H2 carrier (e.g. Ammonia) |  |  | 80.52 | 125230 | 114.68 | 6577.5
[5 empty] | 2045 | Shipped import-DE-LOW | Liquified H2 carrier (e.g. Ammonia) |  |  | Fixed quantity | 8770 | Fixed quantity | 8770
[5 empty] | 2045 | Shipped import-DE-HIGH | Liquified H2 carrier (e.g. Ammonia) |  |  | 80.52 | 125230 | 114.68 | 6577.5
[5 empty] | 2045 | Shipped import-NL-LOW | Liquified H2 carrier (e.g. Ammonia) |  |  | Fixed quantity | 73050 | Fixed quantity | 73050
[5 empty] | 2045 | Shipped import-NL-HIGH | Liquified H2 carrier (e.g. Ammonia) |  |  | 80.52 | 60950 | 114.68 | 54787.5
[5 empty] | 2050 | DZ-ES-LOW | Pure Hydrogen |  |  | 25.2 | 44500 | 36.225 | 26700
[5 empty] | 2050 | DZ-ES-HIGH | Pure Hydrogen |  |  | 42 | 44500 | 60.375 | 62300
[5 empty] | 2050 | MA-ES-LOW | Pure Hydrogen |  |  | 25.2 | 40500 | 36.225 | 24300
[5 empty] | 2050 | MA-ES-HIGH | Pure Hydrogen |  |  | 42 | 40500 | 60.375 | 56700
[5 empty] | 2050 | DZ-IT-LOW | Pure Hydrogen |  |  | 25.2 | 129500 | 36.225 | 77700
[5 empty] | 2050 | DZ-IT-HIGH | Pure Hydrogen |  |  | 42 | 129500 | 60.375 | 181300
[5 empty] | 2050 | NO-DE-LOW | Pure Hydrogen |  |  | 28.8 | 75500 | 41.4 | 45300
[5 empty] | 2050 | NO-DE-HIGH | Pure Hydrogen |  |  | 48 | 75500 | 69 | 105700
[5 empty] | 2050 | NO-BE-LOW | Pure Hydrogen |  |  | 28.8 | 36500 | 41.4 | 21900
[5 empty] | 2050 | NO-BE-HIGH | Pure Hydrogen |  |  | 48 | 36500 | 69 | 51100
[5 empty] | 2050 | UA-RO-LOW | Pure Hydrogen |  |  | 31 | 31500 | 44 | 18900
[5 empty] | 2050 | UA-RO-HIGH | Pure Hydrogen |  |  | 51 | 31500 | 73.3125 | 44100
[5 empty] | 2050 | UA-HU-LOW | Pure Hydrogen |  |  | 30.6 | 27500 | 43.9875 | 16500
[5 empty] | 2050 | UA-HU-HIGH | Pure Hydrogen |  |  | 51 | 27500 | 73.3125 | 38500
[5 empty] | 2050 | UA-SK-LOW | Pure Hydrogen |  |  | 30.6 | 57000 | 43.9875 | 34200
[5 empty] | 2050 | UA-SK-HIGH | Pure Hydrogen |  |  | 51 | 57000 | 73.3125 | 79800
[5 empty] | 2050 | Shipped import-BE-LOW | Liquified H2 carrier (e.g. Ammonia) |  |  | Fixed quantity | 44830 | Fixed quantity | 44830
[5 empty] | 2050 | Shipped import-BE-HIGH | Liquified H2 carrier (e.g. Ammonia) |  |  | 69.44 | 120170 | 104.16 | 67245
[5 empty] | 2050 | Shipped import-FR-LOW | Liquified H2 carrier (e.g. Ammonia) |  |  | Fixed quantity | 8770 | Fixed quantity | 8770
[5 empty] | 2050 | Shipped import-FR-HIGH | Liquified H2 carrier (e.g. Ammonia) |  |  | 69.44 | 156230 | 104.16 | 13155
[5 empty] | 2050 | Shipped import-DE-LOW | Liquified H2 carrier (e.g. Ammonia) |  |  | Fixed quantity | 8770 | Fixed quantity | 8770
[5 empty] | 2050 | Shipped import-DE-HIGH | Liquified H2 carrier (e.g. Ammonia) |  |  | 69.44 | 156230 | 104.16 | 13155
[5 empty] | 2050 | Shipped import-NL-LOW | Liquified H2 carrier (e.g. Ammonia) |  |  | Fixed quantity | 73050 | Fixed quantity | 73050
[5 empty] | 2050 | Shipped import-NL-HIGH | Liquified H2 carrier (e.g. Ammonia) |  |  | 69.44 | 91950 | 104.16 | 91950
Methodology price and potentials:
The base prices for H2 shown in the table to the left are based on the EHB study. Source: https://ehb.eu/files/downloads/EHB-Supply-corridor-presentation-Full-version.pdf. The ammonia prices are shown in sheet 3.3
The base prices have further been differentiated between the three scenarios. All price differentiations have been done to:
- Differentiate the scenarios regarding H2 import
- Secure some linkage to the current NECPs
- Secure a balanced import scenario (preventing the model from exhausting one import source entirely before starting using the next source. From a security of supply reason, the import shouldn't rely on solely one import source).
- Put a soft reduction into the potentials, as they represent the upper limit of possible imports
The price differentiation in each scenario is described below:
For National trends
Fixed imports have been set up for the import corridors for 2030 and 2035, to be sure the H2 import pattern is reflecting the NECPs. These imports have no prices and are limited to 30% of the import potential (only the DZ-->IT import route uses a higher limit). The same has been done for the liquified import part. However, this part has also been adjusted directly to meet the numbers in the involved countries NECPs. In National trends the model can't import more than these shares in 2030 and 2035, while in 2040 the residual H2 import figures (supply potential minus the fixed part of the imports) are available to an increased price 25% above the base prices.
For GA
The overall price for H2 imports have been decreased by 15% in 2040 and by 20% in 2050 compared to the base prices to be compliant with the scenario storylines.
These adjusted H2 prices are split for each import coridor in a low price part (50% of the import potential) and a high price part (50% of the import potential).
The prices in the low price part are reduced 25% where as the prices in the high price part are increased by 25%. For the shipped hydrogen carriers a zero price is used for low price band. For the high price band 25% is added to the adjusted base prices.
For DE
The overall price for H2 imports have been increased 15% in 2040 compared to the base prices. The same prices have also been applied for 2045 and 2050. These adjusted base prices is again differentiated for each import coridor in a low price part (30% of the import potential) and a high price part (70% of the import potential). The prices in the low price part are reduced by 25%, while the prices in the high price part are increased by 25%. For the shipped hydrogen carriers, a zero price is used for the low price band. For the high price band 25% is added to the adjusted base prices.